## _Cover
Dunsky Energy Consulting/Dunsky Expertise en Énergie
Renewable Cost Forecast
Go to Table of Contents
Primary Developer: Anirudh Kshemendranath
Date: 2022-12-19
This work is licensed under the Creative Commons Attribution 4.0 International License. To view a copy of this license, visit http://creativecommons.org/licenses/by/4.0/ or send a letter to Creative Commons, PO Box 1866, Mountain View, CA 94042, USA.
Notes:
This workbook was prepared by Dunsky Energy + Climate Advisors, an independent firm focused on the clean energy transition and committed to quality, integrity and unbiased analysis and counsel. Our analyses are based on the best information available at the time the work was conducted, as well as our experts' professional judgment.
For any comments, email us at info@dunsky.com.

## _Contents
Table of Contents
Renewable Cost Forecast
Go to Cover Sheet
Section and Sheet Titles
0.0.01 Dashboard
0.0.02 Carbon Tax Inputs
1 Renewable Cost Forecast
1.0.01 Energy Storage Cost Forecast for Ontario
1.0.02 Solar Cost Forecast for Ontario
1.0.03 Solar + Energy Storage Cost Forecast for Ontario
1.0.04 Wind Cost Forecast for Ontario
1.0.05 Wind Cost Forecast for Ontario
1.0.06 Gas Peaker Cost Forecast for Ontario
1.0.07 Combined Cycle Cost Forecast for Ontario
2 Resource Cost Forecast
2.0.01 Energy Storage Inputs
2.0.02 Solar Inputs
2.0.03 Wind
2.0.04 Gas Peaker Inputs
2.0.05 Gas Peaker Inputs
3 Lookup
3.0.01 Jurisdictional Inputs

## Dashboard
Dashboard
Renewable Cost Forecast
Go to Table of Contents
| Location | Ontario | (dropdown)
| Discount Rate | 3% | (enter)
| ITC Enabled | No | (dropdown)
| Storage Duration | 8 | (dropdown)
| Project Interest Rate | 6% | (enter)
| Debt Period | 7 | (enter)
| Downpayment | 30% | (enter)
|  |  |  | Ontario Installed Capex (CA$2022/kW) |  | 2022 | 2023 | 2024 | 2025 | 2026 | 2027 | 2028 | 2029 | 2030 | 2031 | 2032 | 2033 | 2034 | 2035
[5 empty] | Wind | 2005.6968 | 1955.1679 | 1901.631 | 1844.2161 | 1782.0769 | 1749.4176 | 1711.9258 | 1668.8915 | 1619.7153 | 1563.9475 | 1538.8593 | 1469.4899 | 1431.871 | 1355.8242
[5 empty] | Solar | 1679.1485 | 1547.8193 | 1473.517 | 1423.0542 | 1385.7927 | 1356.9388 | 1333.9203 | 1315.1971 | 1299.7757 | 1286.9782 | 1276.322 | 1267.4523 | 1260.1006 | 1254.0593
[5 empty] | Energy Storage (8hr) | 5224.6783 | 4810.3303 | 4500.6431 | 4251.0269 | 4041.5064 | 3861.0534 | 3702.8049 | 3562.1418 | 3435.7797 | 3321.286 | 3216.8022 | 3120.8728 | 3032.3348 | 2915.6699
[5 empty] | Solar + ES (8hr) | 5547.4278 | 5131.8997 | 4841.254 | 4613.3146 | 4424.6717 | 4284.1396 | 4162.8561 | 4056.4548 | 3961.9384 | 3877.1487 | 3800.4744 | 3730.6771 | 3666.7837 | 3588.4988
[5 empty] | Wind + ES (8hr) | 5315.9386 | 5040.6992 | 4813.781 | 4613.3272 | 4428.8487 | 4309.7739 | 4196.4655 | 4086.0184 | 3976.2691 | 3865.6085 | 3790.4207 | 3675.0498 | 3594.9715 | 3463.1883
[5 empty] | Gas Peaker | 1571.5778 | 1557.5637 | 1521.5275 | 1493.4994 | 1477.4833 | 1457.4632 | 1445.4511 | 1433.4391 | 1425.431 | 1415.421 | 1407.413 | 1399.4049 | 1393.3989 | 1385.3909
[5 empty] | CCGT | 1816.684 | 1806.397 | 1781.7082 | 1765.249 | 1752.9046 | 1738.5028 | 1728.2158 | 1717.9288 | 1711.7566 | 1701.4696 | 1695.2974 | 1687.0678 | 1680.8956 | 1672.666
|  |  |  | Ontario OPEX (CA$2022/kW-yr) |  | 2022 | 2023 | 2024 | 2025 | 2026 | 2027 | 2028 | 2029 | 2030 | 2031 | 2032 | 2033 | 2034 | 2035
[5 empty] | Wind | 71.6266 | 67.796 | 64.0234 | 60.3087 | 56.6519 | 54.0853 | 51.5574 | 49.068 | 46.6173 | 44.3182 | 43.0363 | 40.7859 | 39.5389 | 37.3373
[5 empty] | Solar | 55.7928 | 55.66 | 55.5252 | 55.3884 | 55.2495 | 55.1086 | 54.9655 | 54.8202 | 54.6728 | 54.8342 | 54.9952 | 55.1559 | 55.3162 | 55.4761
[5 empty] | Energy Storage (8hr) | 26.27 | 24.7536 | 23.8666 | 23.2373 | 22.7491 | 22.3502 | 22.013 | 21.7209 | 21.4632 | 21.2327 | 21.0242 | 20.8339 | 20.6588 | 20.4966
[5 empty] | Solar + ES (8hr) | 66.6223 | 65.5351 | 64.8234 | 64.2643 | 63.7879 | 63.3629 | 62.9728 | 62.6076 | 62.2609 | 62.2393 | 62.2306 | 62.2324 | 62.2429 | 62.2609
[5 empty] | Wind + ES (8hr) | 83.7306 | 79.0465 | 74.7979 | 70.7618 | 66.8684 | 64.1 | 61.4072 | 58.7801 | 56.2122 | 53.8123 | 52.4241 | 50.097 | 48.7637 | 46.5022
[5 empty] | Gas Peaker | 194.246 | 196.0738 | 198.0297 | 200.0632 | 201.7577 | 203.1133 | 204.1301 | 204.8079 | 205.1468 | 205.1468 | 205.1468 | 205.1468 | 205.1468 | 205.1468
[5 empty] | CCGT | 621.61 | 630.143 | 638.5425 | 646.6762 | 653.4544 | 658.8769 | 662.9438 | 665.655 | 667.0107 | 667.0107 | 667.0107 | 667.0107 | 667.0107 | 667.0107
|  |  |  | Ontario LCOE (CA$2022/kWh) |  | 2022 | 2023 | 2024 | 2025 | 2026 | 2027 | 2028 | 2029 | 2030 | 2031 | 2032 | 2033 | 2034 | 2035
[5 empty] | Wind | 0.052017 | 0.049513 | 0.047611 | 0.045123 | 0.043139 | 0.041431 | 0.039712 | 0.038373 | 0.036564 | 0.035107 | 0.034032 | 0.032409 | 0.031216 | 0.028755
[5 empty] | Solar | 0.088155 | 0.083067 | 0.079947 | 0.078287 | 0.076445 | 0.07493 | 0.073648 | 0.072999 | 0.071996 | 0.071299 | 0.0707 | 0.070543 | 0.070071 | 0.069663
[5 empty] | Energy Storage (8hr) | 0.29947 | 0.27527 | 0.25722 | 0.24266 | 0.23042 | 0.21986 | 0.21058 | 0.20232 | 0.19488 | 0.18814 | 0.18197 | 0.1763 | 0.17106 | 0.16436
[5 empty] | Solar + ES (8hr) | 0.22948 | 0.21158 | 0.19869 | 0.19056 | 0.18172 | 0.17477 | 0.1687 | 0.16489 | 0.15995 | 0.15569 | 0.15184 | 0.14952 | 0.14623 | 0.14265
[5 empty] | Wind + ES (8hr) | 0.11555 | 0.10765 | 0.1025 | 0.096398 | 0.092128 | 0.088001 | 0.084144 | 0.081542 | 0.07795 | 0.075453 | 0.072895 | 0.070386 | 0.067897 | 0.063105
[5 empty] | Gas Peaker | 0.23392 | 0.23469 | 0.23446 | 0.2347 | 0.23526 | 0.23535 | 0.23557 | 0.23551 | 0.23538 | 0.23489 | 0.23449 | 0.23409 | 0.23379 | 0.23339
[5 empty] | CCGT | 0.14717 | 0.14875 | 0.15013 | 0.15155 | 0.15276 | 0.15366 | 0.15435 | 0.15477 | 0.15496 | 0.15483 | 0.15476 | 0.15465 | 0.15458 | 0.15448
[5 empty] | Gas Peaker (w/o Carbon Tax) | 0.15134 | 0.14993 | 0.1478 | 0.14641 | 0.14561 | 0.14462 | 0.14402 | 0.14342 | 0.14302 | 0.14252 | 0.14212 | 0.14173 | 0.14143 | 0.14103
[5 empty] | CCGT (w/o Carbon Tax) | 0.064586 | 0.063995 | 0.063469 | 0.063265 | 0.063111 | 0.062932 | 0.062804 | 0.062676 | 0.062599 | 0.062471 | 0.062394 | 0.062292 | 0.062215 | 0.062113

## Carbon.Tax_Inputs
Carbon Tax Inputs
Renewable Cost Forecast
Go to Table of Contents
| Year | Annual Carbon Tax ($/ton)
| 2022 | 50
| 2023 | 65
| 2024 | 80
| 2025 | 95
| 2026 | 110
| 2027 | 125
| 2028 | 140
| 2029 | 155
| 2030 | 170
| 2031 | 170
| 2032 | 170
| 2033 | 170
| 2034 | 170
| 2035 | 170
| 2036 | 170
| 2037 | 170
| 2038 | 170
| 2039 | 170
| 2040 | 170
| 2041 | 170
| 2042 | 170
| 2043 | 170
| 2044 | 170
| 2045 | 170
| 2046 | 170
| 2047 | 170
| 2048 | 170
| 2049 | 170
| 2050 | 170
| 2051 | 170
| 2052 | 170
| 2053 | 170
| 2054 | 170
| 2055 | 170
| 2056 | 170
| 2057 | 170
| 2058 | 170
| 2059 | 170
| 2060 | 170
| 2061 | 170
| 2062 | 170
| 2063 | 170
| 2064 | 170
| 2065 | 170

## Cost_Forecast_SC
Section 1
Renewable Cost Forecast
Renewable Cost Forecast
Go to Table of Contents
Notes:

## ES.Costs
Energy Storage Cost Forecast for Ontario
Renewable Cost Forecast
Go to Table of Contents
[5 empty] | 2022 | 2023 | 2024 | 2025 | 2026 | 2027 | 2028 | 2029 | 2030 | 2031 | 2032 | 2033 | 2034 | 2035 |  | Approach
Results - Ontario Real 2022$CA
|  |  |  | Capex ($/kWh) | 653.0848 | 601.2913 | 562.5804 | 531.3784 | 505.1883 | 482.6317 | 462.8506 | 445.2677 | 429.4725 | 415.1607 | 402.1003 | 390.1091 | 379.0419 | 364.4587 | 1 | Capex levelized over the MWac capacity
|  |  |  | Capex ($/kW) | 5224.6783 | 4810.3303 | 4500.6431 | 4251.0269 | 4041.5064 | 3861.0534 | 3702.8049 | 3562.1418 | 3435.7797 | 3321.286 | 3216.8022 | 3120.8728 | 3032.3348 | 2915.6699 | 2 | Opex levelized over the MWac capacity
|  |  |  | OPEX ($/kW-yr) | 26.27 | 24.7536 | 23.8666 | 23.2373 | 22.7491 | 22.3502 | 22.013 | 21.7209 | 21.4632 | 21.2327 | 21.0242 | 20.8339 | 20.6588 | 20.4966 | 3 | Calculated Below
|  |  |  | LCOE ($/kWh) | 0.29947 | 0.27527 | 0.25722 | 0.24266 | 0.23042 | 0.21986 | 0.21058 | 0.20232 | 0.19488 | 0.18814 | 0.18197 | 0.1763 | 0.17106 | 0.16436 | 4
5
| System Specifications- Ontario | [17 empty] | 6
|  |  |  | Energy Storage Power Capacity (MW) | 100 | 100 | 100 | 100 | 100 | 100 | 100 | 100 | 100 | 100 | 100 | 100 | 100 | 100 | 7 | User Input
|  |  |  | Duration (hours) | 8 | 8 | 8 | 8 | 8 | 8 | 8 | 8 | 8 | 8 | 8 | 8 | 8 | 8 | 8 | User Input
|  |  |  | Energy Capacity (MWh) | 800 | 800 | 800 | 800 | 800 | 800 | 800 | 800 | 800 | 800 | 800 | 800 | 800 | 800 | 9 | User Input
|  |  |  | Battery Footprint (m2) | 6000 | 5583.0816 | 5220.339 | 4901.8568 | 4620 | 4368.7943 | 4143.4978 | 3940.2985 | 3756.0976 | 3588.3495 | 3434.9442 | 3294.1176 | 3164.3836 | 2933.3333 | 10 | Battery Footprint (m2) = Battery Capacity / Battery Footprint Density (MWh/m2)
|  |  |  | DOD | 80% | 80% | 80% | 80% | 80% | 80% | 80% | 80% | 80% | 80% | 80% | 80% | 80% | 80% | 11 | Useable Capacity
|  |  |  | Project Life | 12 | 12 | 12 | 12 | 12 | 12 | 12 | 12 | 12 | 12 | 12 | 12 | 12 | 12 | 12 | User Input
|  |  |  | Capacity Factor | 25.06% | 25.12% | 25.19% | 25.26% | 25.32% | 25.39% | 25.46% | 25.52% | 25.59% | 25.66% | 25.72% | 25.79% | 25.86% | 25.93% | 13 | Calculated Below
14
| Total System Costs | [17 empty] | 15
|  |  |  | Total CAPEX (2022 CA$M) | 522.4678 | 481.033 | 450.0643 | 425.1027 | 404.1506 | 386.1053 | 370.2805 | 356.2142 | 343.578 | 332.1286 | 321.6802 | 312.0873 | 303.2335 | 291.567 | 16 | Total Capex Costs = Equipment Costs + Installation Costs + Soft Costs
|  |  |  | Annual OPEX (2022 CA$M) | 2.627 | 2.4754 | 2.3867 | 2.3237 | 2.2749 | 2.235 | 2.2013 | 2.1721 | 2.1463 | 2.1233 | 2.1024 | 2.0834 | 2.0659 | 2.0497 | 17 | Opex Costs
18
|  | System Cost Breakdown | [16 empty] | 19
|  | CAPEX (2022$M) - Ontario | [16 empty] | 20
|  |  | Equipment (2022$M) |  | 396.1598 | 363.7927 | 339.6848 | 320.2951 | 304.0403 | 290.0492 | 277.7818 | 266.8759 | 257.0747 | 248.1887 | 240.0733 | 232.6157 | 225.7258 | 217.049 | 21 | Total Equipment Costs ($M) = Battery Pack Prices ($M)+Bi-Directional Inverter Costs ($M)+Balance of System ($M)+Battery cabinet ($M)
|  |  |  | Battery Pack Prices (2022$M) | 227 | 205.3821 | 190.0439 | 178.1467 | 168.426 | 160.2072 | 153.0878 | 146.8081 | 141.1906 | 136.109 | 131.4699 | 127.2023 | 123.2512 | 119.5727 | 22 | Total Battery Pack Prices ($M) = Battery Pack Costs ($/kWh) * Energy Storage Capacity (MWh) *1000
|  |  |  | Bi-Directional Inverter Costs (2022$M) | 9.2 | 8.8625 | 8.623 | 8.4373 | 8.2855 | 8.1572 | 8.046 | 7.948 | 7.8603 | 7.781 | 7.7085 | 7.6419 | 7.5802 | 7.5228 | 23 | Total Bi-Directional Inverter Costs ($M) = Bi-Directional Inverter Costs ($/kW) * Energy Storage Power Capacity (MW) *1001
|  |  |  | Balance of System (2022$M) | 36.8 | 34.9462 | 33.8619 | 33.0925 | 32.4957 | 32.0081 | 31.5958 | 31.2387 | 30.9237 | 30.6419 | 30.387 | 30.1543 | 29.9403 | 29.7421 | 24 | Balance of System Costs ($M) = Structural and Electrical Balance of System Costs *Energy Capacity (MWh)
|  |  |  | Battery cabinet (2022$M) | 123.1598 | 114.6019 | 107.156 | 100.6187 | 94.8331 | 89.6767 | 85.0521 | 80.8811 | 77.1001 | 73.6568 | 70.5079 | 67.6172 | 64.9542 | 60.2115 | 25 | Total Battery Cabinet Cost ($M) = Battery Cabinet Cost* Battery Footprint Costs
|  |  | Installation |  | 18.6352 | 17.6866 | 16.8678 | 16.1551 | 15.5303 | 14.9793 | 14.4907 | 14.0554 | 13.666 | 13.3166 | 13.0021 | 12.7182 | 12.4615 | 11.7825 | 26
|  |  |  | Installation rental equipment (2022$M) | 0.0702 | 0.065322 | 0.061078 | 0.057352 | 0.054054 | 0.051115 | 0.048479 | 0.046101 | 0.043946 | 0.041984 | 0.040189 | 0.038541 | 0.037023 | 0.03432 | 27 | Installation rental equipment ($M) = Rental Equipment ($/m2) * Battery Footprint (m2)
|  |  |  | Direct installation labor (2022$M) | 18.565 | 17.6213 | 16.8067 | 16.0977 | 15.4763 | 14.9282 | 14.4422 | 14.0093 | 13.6221 | 13.2746 | 12.9619 | 12.6796 | 12.4245 | 11.7482 | 28 | Direct installation labour ($M) = 95 hours/m2 for all civil and electrical work * Hourly Labour Wages (CA$/hr)
|  |  | Soft Costs |  | 107.6728 | 99.5537 | 93.5117 | 88.6525 | 84.58 | 81.0768 | 78.008 | 75.2829 | 72.8372 | 70.6233 | 68.6048 | 66.7534 | 65.0462 | 62.7355 | 29
|  |  |  | EPC overhead (2022$M) | 13.2217 | 12.551 | 12.0167 | 11.5669 | 11.1793 | 10.8408 | 10.5423 | 10.2774 | 10.0408 | 9.8286 | 9.6374 | 9.4647 | 9.3082 | 8.9256 | 30 | Calculated using NREL approach
|  |  |  | Sales tax (2022$M) | 51.5008 | 47.2931 | 44.159 | 41.6384 | 39.5252 | 37.7064 | 36.1116 | 34.6939 | 33.4197 | 32.2645 | 31.2095 | 30.24 | 29.3444 | 28.2164 | 31 | Jurisdiction Specific Results
|  |  |  | Permitting and Interconnection Costs (2022$M) | 2.0147 | 2.0147 | 2.0147 | 2.0147 | 2.0147 | 2.0147 | 2.0147 | 2.0147 | 2.0147 | 2.0147 | 2.0147 | 2.0147 | 2.0147 | 2.0147 | 32 | Calculated using NREL approach
|  |  |  | Developer Overhead (2022$M) | 6.0906 | 5.646 | 5.3288 | 5.0808 | 4.8769 | 4.7037 | 4.5533 | 4.4205 | 4.3017 | 4.1943 | 4.0964 | 4.0065 | 3.9235 | 3.8317 | 33 | Calculated using NREL approach
|  |  |  | Contingency (2022$M) | 10.1921 | 9.3315 | 8.7216 | 8.2469 | 7.8578 | 7.528 | 7.242 | 6.9894 | 6.7635 | 6.5592 | 6.3728 | 6.2015 | 6.0432 | 5.8798 | 34 | Calculated using NREL approach
|  |  |  | Profit (2022$M) | 24.6529 | 22.7175 | 21.2709 | 20.1049 | 19.1262 | 18.2833 | 17.5441 | 16.887 | 16.2968 | 15.762 | 15.2739 | 14.8258 | 14.4122 | 13.8673 | 35 | Calculated using NREL approach
|  | OPEX (2022$M/year) - Ontario |  |  | 2.627 | 2.4754 | 2.3867 | 2.3237 | 2.2749 | 2.235 | 2.2013 | 2.1721 | 2.1463 | 2.1233 | 2.1024 | 2.0834 | 2.0659 | 2.0497 | 36
|  |  |  | System-related expenses (2022$M) | 1.2 | 1.0484 | 0.95966 | 0.89673 | 0.84791 | 0.80802 | 0.7743 | 0.74509 | 0.71932 | 0.69627 | 0.67542 | 0.65639 | 0.63888 | 0.62266 | 37 | Fixed O&M Costs for Energy Storage
|  |  |  | Property Related Expenses (2022$M) | 1.3 | 1.3 | 1.3 | 1.3 | 1.3 | 1.3 | 1.3 | 1.3 | 1.3 | 1.3 | 1.3 | 1.3 | 1.3 | 1.3 | 38 | Propoerty Related Expenses ($M) = Land Lease and Property Taxes ($/kWdc-year) * Energy Storage Capacity
|  |  |  | Administration Related Costs (2022$M) | 0.127 | 0.127 | 0.127 | 0.127 | 0.127 | 0.127 | 0.127 | 0.127 | 0.127 | 0.127 | 0.127 | 0.127 | 0.127 | 0.127 | 39 | Administration Related Costs ($M) = Administration Costs ($/kWdc-year) * Energy Storage Capacity
40
|  | Component Unit Costs | [16 empty] | 41
|  |  | CAPEX Component Cost Breakdown | [15 empty] | 42
|  |  |  | Battery Pack Costs ($/kWh) | 227 | 205.3821 | 190.0439 | 178.1467 | 168.426 | 160.2072 | 153.0878 | 146.8081 | 141.1906 | 136.109 | 131.4699 | 127.2023 | 123.2512 | 119.5727 | 43 | Derived in the Inputs.ES Sheet
|  |  |  | Battery Inverter Costs ($/kWac) | 92 | 88.6249 | 86.2302 | 84.3727 | 82.8551 | 81.5719 | 80.4604 | 79.4799 | 78.6029 | 77.8095 | 77.0852 | 76.419 | 75.8021 | 75.2278 | 44 | Derived in the Inputs.ES Sheet
|  |  |  | Electrical BOS ($/kWh) | 14 | 13.3723 | 13.0052 | 12.7446 | 12.5426 | 12.3775 | 12.2379 | 12.117 | 12.0103 | 11.9149 | 11.8286 | 11.7498 | 11.6773 | 11.6102 | 45 | Derived in the Inputs.ES Sheet
|  |  |  | Structural BOS Costs ($/kWh) | 32 | 30.3105 | 29.3222 | 28.621 | 28.077 | 27.6326 | 27.2569 | 26.9314 | 26.6443 | 26.3875 | 26.1552 | 25.9431 | 25.748 | 25.5674 | 46 | Derived in the Inputs.ES Sheet
|  |  |  | Rental Equipment ($/m2) | 11.7 | 11.7 | 11.7 | 11.7 | 11.7 | 11.7 | 11.7 | 11.7 | 11.7 | 11.7 | 11.7 | 11.7 | 11.7 | 11.7 | 47 | Derived in the Inputs.ES Sheet
|  |  |  | Direct installation labor hours | 570000 | 530392.7492 | 495932.2034 | 465676.3926 | 438900 | 415035.461 | 393632.287 | 374328.3582 | 356829.2683 | 340893.2039 | 326319.7026 | 312941.1765 | 300616.4384 | 278666.6667 | 48 | Derived in the Inputs.ES Sheet
|  |  |  | Labour Wages | 32.5701 | 33.2231 | 33.8891 | 34.5685 | 35.2615 | 35.9685 | 36.6895 | 37.4251 | 38.1754 | 38.9407 | 39.7214 | 40.5177 | 41.33 | 42.1585 | 49 | Derived in the Inputs.ES Sheet
|  |  |  | Battery Footprint Density (MWh/m2) | 0.13333 | 0.14329 | 0.15325 | 0.1632 | 0.17316 | 0.18312 | 0.19307 | 0.20303 | 0.21299 | 0.22294 | 0.2329 | 0.24286 | 0.25281 | 0.27273 | 50 | Derived in the Inputs.ES Sheet
|  |  | OPEX Component Cost Breakdown | [15 empty] | 51
|  |  |  | Fixed O&M ($/kW-year) | 12 | 10.4836 | 9.5966 | 8.9673 | 8.4791 | 8.0802 | 7.743 | 7.4509 | 7.1932 | 6.9627 | 6.7542 | 6.5639 | 6.3888 | 6.2266 | 52 | Derived in the Inputs.ES Sheet
|  |  |  | Land Lease and Property Taxes ($/kWdc-year) | 13 | 13 | 13 | 13 | 13 | 13 | 13 | 13 | 13 | 13 | 13 | 13 | 13 | 13 | 53 | Derived in the Inputs.ES Sheet
|  |  |  | Administration Costs ($/kWdc-year) | 1.27 | 1.27 | 1.27 | 1.27 | 1.27 | 1.27 | 1.27 | 1.27 | 1.27 | 1.27 | 1.27 | 1.27 | 1.27 | 1.27 | 54 | Derived in the Inputs.ES Sheet
55
|  | Energy Storage | [16 empty] | 56
|  |  | Capacity Factor | [15 empty] | 57
|  |  |  | Number of Cycles per year | 300 | 300 | 300 | 300 | 300 | 300 | 300 | 300 | 300 | 300 | 300 | 300 | 300 | 300 | 58 | User Input
|  |  |  | Average Lifetime Energy Capacity (Degradation) | 91% | 91% | 91% | 91% | 91% | 91% | 91% | 91% | 91% | 91% | 91% | 91% | 91% | 91% | 59 | User Input
|  |  |  | RTE | 83.22% | 83.44% | 83.67% | 83.89% | 84.11% | 84.33% | 84.56% | 84.78% | 85% | 85.22% | 85.44% | 85.67% | 85.89% | 86.11% | 60 | Derived in the Inputs.ES Sheet
61
|  |  | Levelized Cost Calculation | [15 empty] | 62
|  |  |  | Capital Recovery Factor | 17.91% | 17.91% | 17.91% | 17.91% | 17.91% | 17.91% | 17.91% | 17.91% | 17.91% | 17.91% | 17.91% | 17.91% | 17.91% | 17.91% | 63 | A capital recovery factor is the ratio of a constant annuity to the present value of receiving that annuity for a given length of time.
|  |  |  | Total Net Present Cost ($/kW) | 5910.6401 | 5447.5351 | 5103.8585 | 4827.6981 | 4596.2963 | 4397.2125 | 4222.7505 | 4067.7517 | 3928.5586 | 3802.4688 | 3687.4209 | 3581.8031 | 3484.3291 | 3356.5721 | 64 | Net Present Costs assume upfront Overnight costs + Capital Financing Costs + Opex Costs
|  |  |  | Total Lifetime Energy Production (kWh/kW) | 19736.9666 | 19789.6688 | 19842.371 | 19895.0732 | 19947.7754 | 20000.4775 | 20053.1797 | 20105.8819 | 20158.5841 | 20211.2863 | 20263.9884 | 20316.6906 | 20369.3928 | 20422.095 | 65 | Lifetime energy production assumes system degradation
|  |  |  | LCOE | 0.29947 | 0.27527 | 0.25722 | 0.24266 | 0.23042 | 0.21986 | 0.21058 | 0.20232 | 0.19488 | 0.18814 | 0.18197 | 0.1763 | 0.17106 | 0.16436 | 66 | LCOE = Total Net Present Cost ($/kW) / Total Lifetime Energy Production (kWh/kW)

## Solar.Costs
Solar Cost Forecast for Ontario
Renewable Cost Forecast
Go to Table of Contents
[5 empty] | 2022 | 2023 | 2024 | 2025 | 2026 | 2027 | 2028 | 2029 | 2030 | 2031 | 2032 | 2033 | 2034 | 2035 |  | Approach
| Results - Ontario Real 2022$CA | [17 empty] | 1
|  |  |  | Capex (2022 CA$/kW) | 1679.1485 | 1547.8193 | 1473.517 | 1423.0542 | 1385.7927 | 1356.9388 | 1333.9203 | 1315.1971 | 1299.7757 | 1286.9782 | 1276.322 | 1267.4523 | 1260.1006 | 1254.0593 | 2 | Capex levelized over the MWac capacity
|  |  |  | OPEX (2022 CA$/kW-yr) | 55.7928 | 55.66 | 55.5252 | 55.3884 | 55.2495 | 55.1086 | 54.9655 | 54.8202 | 54.6728 | 54.8342 | 54.9952 | 55.1559 | 55.3162 | 55.4761 | 3 | Opex levelized over the MWac capacity
|  |  |  | LCOE (2022 CA$/kWh) | 0.088155 | 0.083067 | 0.079947 | 0.078287 | 0.076445 | 0.07493 | 0.073648 | 0.072999 | 0.071996 | 0.071299 | 0.0707 | 0.070543 | 0.070071 | 0.069663 | 4 | Calculated Below
| System Specifications- Ontario | [17 empty] | 5
|  |  |  | Solar Module Capacity (MWdc) | 133.5714 | 134.1429 | 134.7143 | 135.2857 | 135.8571 | 136.4286 | 137 | 137.5714 | 138.1429 | 138.7143 | 139.2857 | 139.8571 | 140.4286 | 141 | 6 | Solar Module Capacity (MWdc) = Solar Inverter Capacity (7) x Inverter Sizing Ratio
|  |  |  | Solar Inverter Capacity (MWac) | 100 | 100 | 100 | 100 | 100 | 100 | 100 | 100 | 100 | 100 | 100 | 100 | 100 | 100 | 7 | Assumes standard 100 MW facility
|  |  |  | Project Life (years) | 32 | 33 | 34 | 34 | 35 | 36 | 37 | 37 | 38 | 39 | 40 | 40 | 41 | 42 | 8 | Derived in the Inputs.Solar Sheet
|  |  |  | Solar Capacity Factor | 20% | 20% | 20% | 20% | 20% | 20% | 20% | 20% | 20% | 20% | 20% | 20% | 20% | 20% | 9 | Jurisdiction Specific Results
| Total System Costs | [17 empty] | 10
|  |  |  | Total CAPEX (2022 CA$M) | 167.9149 | 154.7819 | 147.3517 | 142.3054 | 138.5793 | 135.6939 | 133.392 | 131.5197 | 129.9776 | 128.6978 | 127.6322 | 126.7452 | 126.0101 | 125.4059 | 11 | Total CAPEX ($M) = Equipment Costs + Installation Costs + Soft Costs + Replacement Inverter Costs
|  |  |  | Annual OPEX (2022 CA$M) | 5.5793 | 5.566 | 5.5525 | 5.5388 | 5.525 | 5.5109 | 5.4965 | 5.482 | 5.4673 | 5.4834 | 5.4995 | 5.5156 | 5.5316 | 5.5476 | 12 | Total OPEX ($M)
13
|  | System Cost Breakdown | [16 empty] | 14
|  | CAPEX (2022$M) - Ontario | [16 empty] | 15
|  |  | Equipment (2022$M) |  | 101.8545 | 91.5452 | 85.5818 | 81.4099 | 78.2206 | 75.6515 | 73.5093 | 71.6783 | 70.0841 | 68.6757 | 67.417 | 66.2814 | 65.2487 | 64.3031 | 16 | Total Equipment Costs ($M)= Module Costs (17) + Inverter Costs(18) + Balance of System(19) + Grid Connection (20)
|  |  |  | Module Costs (2022$M) | 61.4429 | 54.068 | 49.8115 | 46.8259 | 44.5335 | 42.6776 | 41.1216 | 39.7841 | 38.6128 | 37.572 | 36.6363 | 35.787 | 35.0099 | 34.2941 | 17 | Module Costs ($M) = Module Costs (43) * Solar Module Capacity (6)
|  |  |  | Inverter Costs (2022$M) | 6.18 | 5.4175 | 4.9715 | 4.6551 | 4.4096 | 4.2091 | 4.0395 | 3.8926 | 3.7631 | 3.6472 | 3.5423 | 3.4466 | 3.3586 | 3.277 | 18 | Inverter Costs ($ M) = Component Cost (12) * Solar Inverter Capacity (2)
|  |  |  | Balance of System (2022$M) | 32.9736 | 30.8017 | 29.5407 | 28.671 | 28.0195 | 27.5069 | 27.0903 | 26.7436 | 26.4502 | 26.1985 | 25.9804 | 25.7898 | 25.6222 | 25.474 | 19 | Total BOS Costs ($ M) = (Structural BOS Costs (15) * Electrical BOS Costs (16))* Total Module Surface Area (3) + Electrical BOS Fixed Costs (17)
|  |  |  | Grid Connection (2022$M) | 1.258 | 1.258 | 1.258 | 1.258 | 1.258 | 1.258 | 1.258 | 1.258 | 1.258 | 1.258 | 1.258 | 1.258 | 1.258 | 1.258 | 20 | Total Grid Connection Costs ($M) = Transmission Line Costs (19) * Average Miles of Grid Connection (20)
|  |  | Installation (2022$M) |  | 23.8 | 23.6468 | 23.657 | 23.7559 | 23.9116 | 24.1079 | 24.3352 | 24.5877 | 24.8614 | 25.1537 | 25.4626 | 25.7869 | 26.1255 | 26.4776 | 21 | Total Installation Costs ($M)= Installation rental equipment (22) + Direct installation labor (24)
|  |  |  | Installation rental equipment (2022$M) | 9.8472 | 9.6701 | 9.561 | 9.4876 | 9.4362 | 9.3996 | 9.3736 | 9.3555 | 9.3436 | 9.3366 | 9.3336 | 9.334 | 9.3371 | 9.3426 | 22 | Installation rental equipment ($M) = Rental Equipment ($/m2) * Module Area (m2)
|  |  |  | Direct installation labour (2022$M) | 13.9529 | 13.9767 | 14.096 | 14.2683 | 14.4754 | 14.7083 | 14.9617 | 15.2322 | 15.5178 | 15.8171 | 16.129 | 16.4529 | 16.7884 | 17.1351 | 23 | Direct installation labour ($M) = 0.7 hours/m2 for all civil and electrical work * Hourly Labour Wages (CA$/hr)
|  |  | Soft Costs (2022$M) |  | 42.2604 | 39.5899 | 38.113 | 37.1396 | 36.4471 | 35.9344 | 35.5475 | 35.2537 | 35.0321 | 34.8684 | 34.7525 | 34.6769 | 34.6359 | 34.6252 | 24 | Total Soft Costs ($M)= EPC overhead (28) + Sales Tax (29) + Permitting and Interconnection Costs (30) + Developer Overhead (31) + Contingency (32) + Profit (33)
|  |  |  | EPC overhead | 11.2265 | 11.0444 | 10.9951 | 11.0098 | 11.0634 | 11.1435 | 11.2436 | 11.3594 | 11.4883 | 11.6284 | 11.7785 | 11.9377 | 12.1052 | 12.2805 | 25 | Calculated using NREL approach
|  |  |  | Sales tax | 13.2411 | 11.9009 | 11.1256 | 10.5833 | 10.1687 | 9.8347 | 9.5562 | 9.3182 | 9.1109 | 8.9278 | 8.7642 | 8.6166 | 8.4823 | 8.3594 | 26 | Jurisdiction Specific Results
|  |  |  | Permitting and Interconnection Costs | 2.8723 | 2.8723 | 2.8723 | 2.8723 | 2.8723 | 2.8723 | 2.8723 | 2.8723 | 2.8723 | 2.8723 | 2.8723 | 2.8723 | 2.8723 | 2.8723 | 27 | Calculated using NREL approach
|  |  |  | Developer Overhead | 2.991 | 2.8113 | 2.7096 | 2.6406 | 2.5897 | 2.5503 | 2.5189 | 2.4934 | 2.4724 | 2.455 | 2.4406 | 2.4286 | 2.4186 | 2.4105 | 28 | Total Developer Overhead = 1.5% of Costs (Module , Inverter, BOS, Installation, EPC Overhead, Sales and Permitting) + CA$698,500
|  |  |  | Contingency | 3.8381 | 3.4831 | 3.2795 | 3.1385 | 3.032 | 2.9473 | 2.8777 | 2.8191 | 2.7689 | 2.7254 | 2.6872 | 2.6535 | 2.6235 | 2.5967 | 29 | Total Contingency = 3% of Costs (Module,Inverter,BOS,EPC overhead,Sales Tax Permitting and Interconnection)
|  |  |  | Profit | 8.0914 | 7.4779 | 7.1308 | 6.8951 | 6.7211 | 6.5863 | 6.4788 | 6.3913 | 6.3193 | 6.2595 | 6.2097 | 6.1683 | 6.1339 | 6.1057 | 30 | Total Profit = 4.9% of Remaining Costs (Soft, Installation, Equipment) + CA$254,000
|  |  | Replacement Inverter |  | 0 | 0 | 0 | 0 | 0 | 0 | 0 | 0 | 0 | 0 | 0 | 0 | 0 | 0 | 31
|  |  |  | Inverter Replacement (Yes/No) | 0 | 0 | 0 | 0 | 0 | 0 | 0 | 0 | 0 | 0 | 0 | 0 | 0 | 0 | 32 | Assumes that inverter replacement costs are covered within the O&M
|  |  |  | Inverter Replacement 1 Cost | 3.6472 | 3.5423 | 3.4466 | 3.3586 | 3.277 | 3.277 | 3.277 | 3.277 | 3.277 | 3.277 | 3.277 | 3.277 | 3.277 | 3.277 | 33 | Assumed 1st inverter replacement costs
|  |  |  | Inverter Replacement 2 Cost | 3.277 | 3.277 | 3.277 | 3.277 | 3.277 | 3.277 | 3.277 | 3.277 | 3.277 | 3.277 | 3.277 | 3.277 | 3.277 | 3.277 | 34 | Assumed 2nd inverter replacement costs
35
|  | OPEX (2022$M/year) - Ontario |  |  | 5.5793 | 5.566 | 5.5525 | 5.5388 | 5.525 | 5.5109 | 5.4965 | 5.482 | 5.4673 | 5.4834 | 5.4995 | 5.5156 | 5.5316 | 5.5476 | 36 | Total OPEX Cost
|  |  |  | System-related expenses | 1.4025 | 1.3714 | 1.34 | 1.3085 | 1.2767 | 1.2447 | 1.2126 | 1.1802 | 1.1476 | 1.1458 | 1.1441 | 1.1423 | 1.1404 | 1.1385 | 37 | Assumes Module Maintenance and Vegetation Management Costs
|  |  |  | Property Related Expenses | 4.0071 | 4.0243 | 4.0414 | 4.0586 | 4.0757 | 4.0929 | 4.11 | 4.1271 | 4.1443 | 4.1614 | 4.1786 | 4.1957 | 4.2129 | 4.23 | 38 | Propoerty Related Expenses ($M) = Land Lease and Property Taxes ($/kWdc-year) * Solar Module Capacity
|  |  |  | Administration Related Costs | 0.16964 | 0.17036 | 0.17109 | 0.17181 | 0.17254 | 0.17326 | 0.17399 | 0.17472 | 0.17544 | 0.17617 | 0.17689 | 0.17762 | 0.17834 | 0.17907 | 39 | Administration Related Costs ($M) = Administration Costs ($/kWdc-year) * Solar Module Capacity
40
|  | Component Unit Costs | [16 empty] | 41
|  |  | CAPEX Component Cost Breakdown | [15 empty] | 42
|  |  |  | Module Costs $/Wdc | 0.46 | 0.40306 | 0.36976 | 0.34613 | 0.3278 | 0.31282 | 0.30016 | 0.28919 | 0.27951 | 0.27086 | 0.26303 | 0.25588 | 0.24931 | 0.24322 | 43 | Derived in the Inputs.Solar Sheet
|  |  |  | Inverter Cost ($/Wac) | 0.0618 | 0.054175 | 0.049715 | 0.046551 | 0.044096 | 0.042091 | 0.040395 | 0.038926 | 0.037631 | 0.036472 | 0.035423 | 0.034466 | 0.033586 | 0.03277 | 44 | Derived in the Inputs.Solar Sheet
|  |  |  | Structural BOS Costs ($/m2) | 38.3944 | 36.4269 | 35.2761 | 34.4595 | 33.8261 | 33.3086 | 32.8711 | 32.492 | 32.1577 | 31.8586 | 31.5881 | 31.3411 | 31.1139 | 30.9036 | 45 | Derived in the Inputs.Solar Sheet
|  |  |  | Electrical BOS ($/m2) | 15.375 | 14.7177 | 14.3332 | 14.0604 | 13.8488 | 13.676 | 13.5298 | 13.4032 | 13.2915 | 13.1916 | 13.1012 | 13.0187 | 12.9428 | 12.8725 | 46 | Derived in the Inputs.Solar Sheet
|  |  |  | Electrical BOS - Fixed | 67080.65 | 64212.4441 | 62534.6512 | 61344.2382 | 60420.8821 | 59666.4453 | 59028.578 | 58476.0323 | 57988.6524 | 57552.6762 | 57158.2878 | 56798.2394 | 56467.027 | 56160.3721 | 47 | Derived in the Inputs.Solar Sheet
|  |  |  | Transmission Line ($/mile) | 0.74 | 0.74 | 0.74 | 0.74 | 0.74 | 0.74 | 0.74 | 0.74 | 0.74 | 0.74 | 0.74 | 0.74 | 0.74 | 0.74 | 48 | Derived in the Inputs.Solar Sheet
|  |  |  | Average Miles of Grid Connection | 1.7 | 1.7 | 1.7 | 1.7 | 1.7 | 1.7 | 1.7 | 1.7 | 1.7 | 1.7 | 1.7 | 1.7 | 1.7 | 1.7 | 49 | Derived in the Inputs.Solar Sheet
|  |  |  | Rental Equipment ($/m2) | 16.0903 | 16.0903 | 16.0903 | 16.0903 | 16.0903 | 16.0903 | 16.0903 | 16.0903 | 16.0903 | 16.0903 | 16.0903 | 16.0903 | 16.0903 | 16.0903 | 50 | Derived in the Inputs.Solar Sheet
|  |  |  | Direct installation labor hours | 428395.2355 | 420693.1385 | 415944.7709 | 412752.8109 | 410516.3576 | 408923.3431 | 407791.5194 | 407005.4989 | 406487.7665 | 406183.8291 | 406053.9755 | 406068.4088 | 406204.2229 | 406443.4465 | 51 | Derived in the Inputs.Solar Sheet
|  |  |  | Hourly Labour Wages (CA$/hr) | 32.5701 | 33.2231 | 33.8891 | 34.5685 | 35.2615 | 35.9685 | 36.6895 | 37.4251 | 38.1754 | 38.9407 | 39.7214 | 40.5177 | 41.33 | 42.1585 | 52 | Derived in the Inputs.Solar Sheet
|  |  | OPEX Component Cost Breakdown | [15 empty] | 53
|  |  |  | Maintenance ($/kWdc-year) | 9.25 | 8.9731 | 8.697 | 8.4218 | 8.1474 | 7.8737 | 7.6008 | 7.3286 | 7.057 | 7.0103 | 6.9638 | 6.9173 | 6.871 | 6.8248 | 54 | Derived in the Inputs.Solar Sheet
|  |  |  | Module Management ($/kWdc-year) | 1.25 | 1.25 | 1.25 | 1.25 | 1.25 | 1.25 | 1.25 | 1.25 | 1.25 | 1.25 | 1.25 | 1.25 | 1.25 | 1.25 | 55 | Derived in the Inputs.Solar Sheet
|  |  |  | Land Lease and Property Taxes ($/kWdc-year) | 30 | 30 | 30 | 30 | 30 | 30 | 30 | 30 | 30 | 30 | 30 | 30 | 30 | 30 | 56 | Derived in the Inputs.Solar Sheet
|  |  |  | Administration Costs ($/kWdc-year) | 1.27 | 1.27 | 1.27 | 1.27 | 1.27 | 1.27 | 1.27 | 1.27 | 1.27 | 1.27 | 1.27 | 1.27 | 1.27 | 1.27 | 57 | Derived in the Inputs.Solar Sheet
58
|  |  | Levelized Cost Calculation | [15 empty] | 59
|  |  |  | Capital Recovery Factor | 17.91% | 17.91% | 17.91% | 17.91% | 17.91% | 17.91% | 17.91% | 17.91% | 17.91% | 17.91% | 17.91% | 17.91% | 17.91% | 17.91% | 60 | A capital recovery factor is the ratio of a constant annuity to the present value of receiving that annuity for a given length of time.
|  |  |  | Total Net Present Cost ($/kW) | 2953.1141 | 2829.3933 | 2766.5803 | 2709.1266 | 2685.5378 | 2670.325 | 2660.7248 | 2637.2609 | 2635.0999 | 2642.2068 | 2651.2168 | 2645.3401 | 2657.5598 | 2670.8023 | 61 | Net Present Costs assume upfront Overnight costs + Capital Financing Costs + Opex Costs
|  |  |  | Total Lifetime Energy Production (kWh/kW) | 33498.9304 | 34061.5881 | 34605.1264 | 34605.1264 | 35130.1949 | 35637.4213 | 36127.4118 | 36127.4118 | 36600.7522 | 37058.0082 | 37499.7264 | 37499.7264 | 37926.4347 | 38338.6432 | 62 | Lifetime energy production assumes system degradation
|  |  |  | LCOE | 0.088155 | 0.083067 | 0.079947 | 0.078287 | 0.076445 | 0.07493 | 0.073648 | 0.072999 | 0.071996 | 0.071299 | 0.0707 | 0.070543 | 0.070071 | 0.069663 | 63 | LCOE = Total Net Present Cost ($/kW) / Total Lifetime Energy Production (kWh/kW)

## Solar_ES.Costs
Solar + Energy Storage Cost Forecast for Ontario
Renewable Cost Forecast
Go to Table of Contents
[6 empty] | 2022 | 2023 | 2024 | 2025 | 2026 | 2027 | 2028 | 2029 | 2030 | 2031 | 2032 | 2033 | 2034 | 2035 |  | Approach
Results - Ontario Real 2022$CA
[5 empty] | Capex (2022 CA$/kWac) | 5547.4278 | 5131.8997 | 4841.254 | 4613.3146 | 4424.6717 | 4284.1396 | 4162.8561 | 4056.4548 | 3961.9384 | 3877.1487 | 3800.4744 | 3730.6771 | 3666.7837 | 3588.4988 | 1 | Capex levelized over the MWac capacity
[5 empty] | OPEX (2022 CA$/kWac-yr) | 66.6223 | 65.5351 | 64.8234 | 64.2643 | 63.7879 | 63.3629 | 62.9728 | 62.6076 | 62.2609 | 62.2393 | 62.2306 | 62.2324 | 62.2429 | 62.2609 | 2 | Opex levelized over the MWac capacity
[5 empty] | LCOE (2022 CA$/kWh) | 0.22948 | 0.21158 | 0.19869 | 0.19056 | 0.18172 | 0.17477 | 0.1687 | 0.16489 | 0.15995 | 0.15569 | 0.15184 | 0.14952 | 0.14623 | 0.14265 | 3 | Calculated Below
|  | System Specifications- Ontario | [17 empty] | 4
|  |  |  | System Specifications |  | 100 | 100 | 100 | 100 | 100 | 100 | 100 | 100 | 100 | 100 | 100 | 100 | 100 | 100 | 5 | User Input
6
|  |  |  | Solar Specifications | [15 empty] | 7
[5 empty] | Solar Module Capacity (MWdc) | 133.5714 | 134.1429 | 134.7143 | 135.2857 | 135.8571 | 136.4286 | 137 | 137.5714 | 138.1429 | 138.7143 | 139.2857 | 139.8571 | 140.4286 | 141 | 8 | Solar Module Capacity (MWdc) = Solar Inverter Capacity (9) x Inverter Sizing Ratio
[5 empty] | Solar Inverter Capacity (MWac) | 100 | 100 | 100 | 100 | 100 | 100 | 100 | 100 | 100 | 100 | 100 | 100 | 100 | 100 | 9 | Assumes standard 100 MW facility
[5 empty] | Project Life (years) | 32 | 33 | 34 | 34 | 35 | 36 | 37 | 37 | 38 | 39 | 40 | 40 | 41 | 42 | 10 | Derived in the Inputs.Solar Sheet
[5 empty] | Capacity Factor | 20% | 20% | 20% | 20% | 20% | 20% | 20% | 20% | 20% | 20% | 20% | 20% | 20% | 20% | 11 | Jurisdiction Specific Results
[5 empty] | Corrected Capacity Factor (RTE) | 19.14% | 19.18% | 19.21% | 19.25% | 19.28% | 19.32% | 19.35% | 19.39% | 19.42% | 19.45% | 19.49% | 19.52% | 19.55% | 19.59% | 12 | Calculated below
|  |  |  | Energy Storage Specifications | [15 empty] | 13
[5 empty] | Ratio of Energy Storage to Solar | 60% | 60% | 60% | 60% | 60% | 60% | 60% | 60% | 60% | 60% | 60% | 60% | 60% | 60% | 14
[5 empty] | Energy Storage Power Capacity (MW) | 60 | 60 | 60 | 60 | 60 | 60 | 60 | 60 | 60 | 60 | 60 | 60 | 60 | 60 | 15
[5 empty] | Duration (hours) | 8 | 8 | 8 | 8 | 8 | 8 | 8 | 8 | 8 | 8 | 8 | 8 | 8 | 8 | 16
[5 empty] | Energy Capacity (MWh) | 480 | 480 | 480 | 480 | 480 | 480 | 480 | 480 | 480 | 480 | 480 | 480 | 480 | 480 | 17
[5 empty] | Battery Footprint (m2) | 3600 | 3349.8489 | 3132.2034 | 2941.1141 | 2772 | 2621.2766 | 2486.0987 | 2364.1791 | 2253.6585 | 2153.0097 | 2060.9665 | 1976.4706 | 1898.6301 | 1760 | 18
[5 empty] | DOD | 80% | 80% | 80% | 80% | 80% | 80% | 80% | 80% | 80% | 80% | 80% | 80% | 80% | 80% | 19
[5 empty] | Project Life | 16 | 16 | 16 | 16 | 16 | 16 | 16 | 16 | 16 | 16 | 16 | 16 | 16 | 16 | 20
[5 empty] | Capacity Factor | 23.29% | 23.29% | 23.29% | 23.29% | 23.29% | 23.29% | 23.29% | 23.29% | 23.29% | 23.29% | 23.29% | 23.29% | 23.29% | 23.29% | 21
[5 empty] | Annual Dispatch | 23.29% | 23.29% | 23.29% | 23.29% | 23.29% | 23.29% | 23.29% | 23.29% | 23.29% | 23.29% | 23.29% | 23.29% | 23.29% | 23.29% | 22
23
|  | Total System Costs | [17 empty] | 24
[5 empty] | Total CAPEX (2022 CA$M) | 554.7428 | 513.19 | 484.1254 | 461.3315 | 442.4672 | 428.414 | 416.2856 | 405.6455 | 396.1938 | 387.7149 | 380.0474 | 373.0677 | 366.6784 | 358.8499 | 25 | Total CAPEX ($M) = Equipment Costs + Installation Costs + Soft Costs + Replacement Inverter Costs
[5 empty] | Annual OPEX (2022 CA$M) | 6.6622 | 6.5535 | 6.4823 | 6.4264 | 6.3788 | 6.3363 | 6.2973 | 6.2608 | 6.2261 | 6.2239 | 6.2231 | 6.2232 | 6.2243 | 6.2261 | 26
27
|  | System Cost Breakdown | [17 empty] | 28
|  | CAPEX (2022$M) - Ontario | [17 empty] | 29
|  |  | Equipment (2022$M) |  |  | 424.9502 | 392.0976 | 368.9354 | 350.6455 | 335.4127 | 324.3834 | 314.8269 | 306.4067 | 298.8922 | 292.1175 | 285.9585 | 280.3203 | 275.128 | 268.9528 | 30
|  |  |  | Solar |  | 92.378 | 82.6358 | 77.0023 | 73.0579 | 70.0385 | 67.6027 | 65.5684 | 63.8268 | 62.3078 | 60.9636 | 59.7602 | 58.6725 | 57.6816 | 56.7728 | 31
[5 empty] | Module Costs (2022$M) | 61.4429 | 54.068 | 49.8115 | 46.8259 | 44.5335 | 42.6776 | 41.1216 | 39.7841 | 38.6128 | 37.572 | 36.6363 | 35.787 | 35.0099 | 34.2941 | 32 | Module Costs ($M) = Module Costs (58) * Solar Module Capacity (21)
[5 empty] | Inverter Costs (2022$M) | 6.18 | 5.4175 | 4.9715 | 4.6551 | 4.4096 | 4.2091 | 4.0395 | 3.8926 | 3.7631 | 3.6472 | 3.5423 | 3.4466 | 3.3586 | 3.277 | 33 | Inverter Costs ($ M) = Component Cost (12) * Solar Inverter Capacity (2)
[5 empty] | Structural Balance of System (2022$M) | 23.4971 | 21.8922 | 20.9613 | 20.3189 | 19.8374 | 19.4581 | 19.1493 | 18.892 | 18.6739 | 18.4864 | 18.3235 | 18.1809 | 18.0552 | 17.9437 | 34 | Total BOS Costs ($ M) = (Structural BOS Costs (15) * Electrical BOS Costs (16))* Total Module Surface Area (3) + Electrical BOS Fixed Costs (17)
[5 empty] | Grid Connection (2022$M) | 1.258 | 1.258 | 1.258 | 1.258 | 1.258 | 1.258 | 1.258 | 1.258 | 1.258 | 1.258 | 1.258 | 1.258 | 1.258 | 1.258 | 35 | Total Grid Connection Costs ($M) = Transmission Line Costs (19) * Average Miles of Grid Connection (20)
|  |  |  | Battery |  | 250.9068 | 230.5798 | 215.6117 | 203.6369 | 193.6306 | 185.0371 | 177.5148 | 170.8363 | 164.8409 | 159.4103 | 154.4547 | 149.9041 | 145.7027 | 140.4365 | 36
[5 empty] | Battery Pack Prices (2022$M) | 136.2 | 123.2292 | 114.0264 | 106.888 | 101.0556 | 96.1243 | 91.8527 | 88.0848 | 84.7144 | 81.6654 | 78.8819 | 76.3214 | 73.9507 | 71.7436 | 37 | Total Battery Pack Prices ($M) = Battery Pack Costs ($/kWh) * Energy Storage Capacity (MWh) *1000
[5 empty] | Structural Balance of System (2022$M) | 15.36 | 14.549 | 14.0746 | 13.7381 | 13.477 | 13.2637 | 13.0833 | 12.9271 | 12.7893 | 12.666 | 12.5545 | 12.4527 | 12.359 | 12.2723 | 38 | Total Bi-Directional Inverter Costs ($M) = Bi-Directional Inverter Costs ($/kW) * Energy Storage Power Capacity (MW) *1001
[5 empty] | Battery cabinet (2022$M) | 73.8959 | 68.7611 | 64.2936 | 60.3712 | 56.8998 | 53.806 | 51.0313 | 48.5287 | 46.26 | 44.1941 | 42.3047 | 40.5703 | 38.9725 | 36.1269 | 39 | Balance of System Costs ($M) = Structural and Electrical Balance of System Costs *Energy Capacity (MWh)
[5 empty] | Electrical Balance of System (2022$M) | 25.4509 | 24.0404 | 23.2171 | 22.6396 | 22.1982 | 21.8431 | 21.5476 | 21.2957 | 21.0772 | 20.8848 | 20.7135 | 20.5597 | 20.4205 | 20.2936 | 40
41
|  |  |  | Replacement Costs |  | 81.6654 | 78.8819 | 76.3214 | 73.9507 | 71.7436 | 71.7436 | 71.7436 | 71.7436 | 71.7436 | 71.7436 | 71.7436 | 71.7436 | 71.7436 | 71.7436 | 42
[5 empty] | Energy Storage Replacements | [14 empty] | 43 | bar: 32 to 42
[5 empty] | Energy Storage Replacement Cost | 81.6654 | 78.8819 | 76.3214 | 73.9507 | 71.7436 | 71.7436 | 71.7436 | 71.7436 | 71.7436 | 71.7436 | 71.7436 | 71.7436 | 71.7436 | 71.7436 | 44
45
|  |  | Installation (2022$M) |  |  | 26.2359 | 25.6941 | 25.3332 | 25.0867 | 24.9224 | 24.8216 | 24.7722 | 24.7657 | 24.7958 | 24.8577 | 24.9479 | 25.0634 | 25.2018 | 25.1603 | 46 | 75% * (PV installation labor and equipment + storage installation labor and equipment)
|  |  |  | Solar | [15 empty] | 47
[5 empty] | Installation rental equipment (2022$M) | 9.8472 | 9.6701 | 9.561 | 9.4876 | 9.4362 | 9.3996 | 9.3736 | 9.3555 | 9.3436 | 9.3366 | 9.3336 | 9.334 | 9.3371 | 9.3426 | 48 | Installation rental equipment ($M) = Rental Equipment ($/m2) * Module Area (m2)
[5 empty] | Direct installation labour (2022$M) | 13.9529 | 13.9767 | 14.096 | 14.2683 | 14.4754 | 14.7083 | 14.9617 | 15.2322 | 15.5178 | 15.8171 | 16.129 | 16.4529 | 16.7884 | 17.1351 | 49 | Direct installation labour ($M) = 0.7 hours/m2 for all civil and electrical work * Hourly Labour Wages (CA$/hr)
|  |  |  | Battery | [15 empty] | 50
[5 empty] | Installation rental equipment (2022$M) | 0.04212 | 0.039193 | 0.036647 | 0.034411 | 0.032432 | 0.030669 | 0.029087 | 0.027661 | 0.026368 | 0.02519 | 0.024113 | 0.023125 | 0.022214 | 0.020592 | 51 | Installation rental equipment ($M) = Rental Equipment ($/m2) * Battery Footprint (m2)
[5 empty] | Direct installation labor (2022$M) | 11.139 | 10.5728 | 10.084 | 9.6586 | 9.2858 | 8.9569 | 8.6653 | 8.4056 | 8.1733 | 7.9648 | 7.7771 | 7.6078 | 7.4547 | 7.0489 | 52 | Direct installation labour ($M) = 95 hours/m2 for all civil and electrical work * Hourly Labour Wages (CA$/hr)
|  |  | Soft Costs (2022$M) |  |  | 103.5567 | 95.3983 | 89.8568 | 85.5993 | 82.1321 | 79.2089 | 76.6865 | 74.4731 | 72.5058 | 70.7397 | 69.141 | 67.6841 | 66.3486 | 64.7367 | 53
[5 empty] | EPC overhead | 11.622 | 11.0541 | 10.7163 | 10.4811 | 10.3056 | 10.1699 | 10.0629 | 9.9778 | 9.9101 | 9.8565 | 9.8147 | 9.783 | 9.7601 | 9.7102 | 54 | Calculated using NREL approach
[5 empty] | Sales tax | 44.4635 | 40.5545 | 37.8763 | 35.8068 | 34.1134 | 32.6796 | 31.4373 | 30.3427 | 29.3658 | 28.4851 | 27.6844 | 26.9514 | 26.2764 | 25.4737 | 55 | Jurisdiction Specific Results
[5 empty] | Permitting and Interconnection Costs | 4.887 | 4.887 | 4.887 | 4.887 | 4.887 | 4.887 | 4.887 | 4.887 | 4.887 | 4.887 | 4.887 | 4.887 | 4.887 | 4.887 | 56 | Calculated using NREL approach
[5 empty] | Developer Overhead | 13.6293 | 12.4571 | 11.6509 | 11.0267 | 10.5155 | 10.0824 | 9.7069 | 9.376 | 9.0806 | 8.8142 | 8.5721 | 8.3504 | 8.1462 | 7.9024 | 57 | Total Developer Overhead = 1.5% of Costs (Module , Inverter, BOS, Installation, EPC Overhead, Sales and Permitting) + CA$698,500
[5 empty] | Contingency | 10.4074 | 9.5053 | 8.8873 | 8.4097 | 8.0189 | 7.6881 | 7.4014 | 7.1488 | 6.9233 | 6.7201 | 6.5353 | 6.3662 | 6.2104 | 6.0251 | 58 | Total Contingency = 3% of Costs (Module,Inverter,BOS,EPC overhead,Sales Tax Permitting and Interconnection)
[5 empty] | Profit | 18.5475 | 16.9404 | 15.8391 | 14.988 | 14.2916 | 13.702 | 13.191 | 12.7408 | 12.3391 | 11.9769 | 11.6476 | 11.3461 | 11.0685 | 10.7383 | 59 | Total Profit = 4.9% of Remaining Costs (Soft, Installation, Equipment) + CA$254,000
|  | OPEX (2022$M/year) - Ontario |  |  |  | 6.6622 | 6.5535 | 6.4823 | 6.4264 | 6.3788 | 6.3363 | 6.2973 | 6.2608 | 6.2261 | 6.2239 | 6.2231 | 6.2232 | 6.2243 | 6.2261 | 60
[5 empty] | Solar O&M | 1.4025 | 1.3714 | 1.34 | 1.3085 | 1.2767 | 1.2447 | 1.2126 | 1.1802 | 1.1476 | 1.1458 | 1.1441 | 1.1423 | 1.1404 | 1.1385 | 61 | Assumes Module Maintenance and Vegetation Management Costs
[5 empty] | Storage O&M | 0.72 | 0.62902 | 0.5758 | 0.53804 | 0.50875 | 0.48481 | 0.46458 | 0.44705 | 0.43159 | 0.41776 | 0.40525 | 0.39383 | 0.38333 | 0.3736 | 62 | Fixed O&M Costs for Energy Storage
[5 empty] | Property Related Expenses (2022$M) | 4.3554 | 4.3682 | 4.3811 | 4.3939 | 4.4068 | 4.4196 | 4.4325 | 4.4454 | 4.4582 | 4.4711 | 4.4839 | 4.4968 | 4.5096 | 4.5225 | 63
[5 empty] | Administration Related Costs (2022$M) | 0.18438 | 0.18492 | 0.18547 | 0.18601 | 0.18655 | 0.1871 | 0.18764 | 0.18819 | 0.18873 | 0.18928 | 0.18982 | 0.19036 | 0.19091 | 0.19145 | 64
65
66
|  |  | Solar Component Unit Costs | [16 empty] | 67
|  |  |  | CAPEX Component Cost Breakdown | [15 empty] | 68
[5 empty] | Module Costs $/Wdc | 0.46 | 0.40306 | 0.36976 | 0.34613 | 0.3278 | 0.31282 | 0.30016 | 0.28919 | 0.27951 | 0.27086 | 0.26303 | 0.25588 | 0.24931 | 0.24322 | 69 | Derived in the Inputs.Solar Sheet
[5 empty] | Inverter Cost ($/Wac) | 0.0618 | 0.054175 | 0.049715 | 0.046551 | 0.044096 | 0.042091 | 0.040395 | 0.038926 | 0.037631 | 0.036472 | 0.035423 | 0.034466 | 0.033586 | 0.03277 | 70 | Derived in the Inputs.Solar Sheet
[5 empty] | Structural BOS Costs ($/m2) | 38.3944 | 36.4269 | 35.2761 | 34.4595 | 33.8261 | 33.3086 | 32.8711 | 32.492 | 32.1577 | 31.8586 | 31.5881 | 31.3411 | 31.1139 | 30.9036 | 71 | Derived in the Inputs.Solar Sheet
[5 empty] | Electrical BOS ($/m2) | 15.375 | 14.7177 | 14.3332 | 14.0604 | 13.8488 | 13.676 | 13.5298 | 13.4032 | 13.2915 | 13.1916 | 13.1012 | 13.0187 | 12.9428 | 12.8725 | 72 | Derived in the Inputs.Solar Sheet
[5 empty] | Electrical BOS - Fixed | 67080.65 | 64212.4441 | 62534.6512 | 61344.2382 | 60420.8821 | 59666.4453 | 59028.578 | 58476.0323 | 57988.6524 | 57552.6762 | 57158.2878 | 56798.2394 | 56467.027 | 56160.3721 | 73 | Derived in the Inputs.Solar Sheet
[5 empty] | Transmission Line ($/mile) | 0.74 | 0.74 | 0.74 | 0.74 | 0.74 | 0.74 | 0.74 | 0.74 | 0.74 | 0.74 | 0.74 | 0.74 | 0.74 | 0.74 | 74 | Derived in the Inputs.Solar Sheet
[5 empty] | Average Miles of Grid Connection | 1.7 | 1.7 | 1.7 | 1.7 | 1.7 | 1.7 | 1.7 | 1.7 | 1.7 | 1.7 | 1.7 | 1.7 | 1.7 | 1.7 | 75 | Derived in the Inputs.Solar Sheet
[5 empty] | Rental Equipment ($/m2) | 16.0903 | 16.0903 | 16.0903 | 16.0903 | 16.0903 | 16.0903 | 16.0903 | 16.0903 | 16.0903 | 16.0903 | 16.0903 | 16.0903 | 16.0903 | 16.0903 | 76 | Derived in the Inputs.Solar Sheet
[5 empty] | Direct installation labor hours | 428395.2355 | 420693.1385 | 415944.7709 | 412752.8109 | 410516.3576 | 408923.3431 | 407791.5194 | 407005.4989 | 406487.7665 | 406183.8291 | 406053.9755 | 406068.4088 | 406204.2229 | 406443.4465 | 77 | Derived in the Inputs.Solar Sheet
[5 empty] | Hourly Labour Wages (CA$/hr) | 32.5701 | 33.2231 | 33.8891 | 34.5685 | 35.2615 | 35.9685 | 36.6895 | 37.4251 | 38.1754 | 38.9407 | 39.7214 | 40.5177 | 41.33 | 42.1585 | 78 | Derived in the Inputs.Solar Sheet
|  |  |  | OPEX Component Cost Breakdown | [15 empty] | 79
[5 empty] | Maintenance ($/kWdc-year) | 9.25 | 8.9731 | 8.697 | 8.4218 | 8.1474 | 7.8737 | 7.6008 | 7.3286 | 7.057 | 7.0103 | 6.9638 | 6.9173 | 6.871 | 6.8248 | 80 | Derived in the Inputs.Solar Sheet
[5 empty] | Module Management ($/kWdc-year) | 1.25 | 1.25 | 1.25 | 1.25 | 1.25 | 1.25 | 1.25 | 1.25 | 1.25 | 1.25 | 1.25 | 1.25 | 1.25 | 1.25 | 81 | Derived in the Inputs.Solar Sheet
[5 empty] | Land Lease and Property Taxes ($/kWdc-year) | 30 | 30 | 30 | 30 | 30 | 30 | 30 | 30 | 30 | 30 | 30 | 30 | 30 | 30 | 82 | Derived in the Inputs.Solar Sheet
[5 empty] | Administration Costs ($/kWdc-year) | 1.27 | 1.27 | 1.27 | 1.27 | 1.27 | 1.27 | 1.27 | 1.27 | 1.27 | 1.27 | 1.27 | 1.27 | 1.27 | 1.27 | 83 | Derived in the Inputs.Solar Sheet
84
|  |  | Energy Storage Component Unit Costs | [16 empty] | 85
|  |  |  | CAPEX Component Cost Breakdown | [15 empty] | 86
[5 empty] | Battery Pack Costs ($/kWh) | 227 | 205.3821 | 190.0439 | 178.1467 | 168.426 | 160.2072 | 153.0878 | 146.8081 | 141.1906 | 136.109 | 131.4699 | 127.2023 | 123.2512 | 119.5727 | 87 | Derived in the Inputs.ES Sheet
[5 empty] | Battery Inverter Costs ($/kWac) | 92 | 88.6249 | 86.2302 | 84.3727 | 82.8551 | 81.5719 | 80.4604 | 79.4799 | 78.6029 | 77.8095 | 77.0852 | 76.419 | 75.8021 | 75.2278 | 88 | Derived in the Inputs.ES Sheet
[5 empty] | Electrical BOS ($/kWh) | 14 | 13.3723 | 13.0052 | 12.7446 | 12.5426 | 12.3775 | 12.2379 | 12.117 | 12.0103 | 11.9149 | 11.8286 | 11.7498 | 11.6773 | 11.6102 | 89 | Derived in the Inputs.ES Sheet
[5 empty] | Structural BOS Costs ($/kWh) | 32 | 30.3105 | 29.3222 | 28.621 | 28.077 | 27.6326 | 27.2569 | 26.9314 | 26.6443 | 26.3875 | 26.1552 | 25.9431 | 25.748 | 25.5674 | 90 | Derived in the Inputs.ES Sheet
[5 empty] | Rental Equipment ($/m2) | 11.7 | 11.7 | 11.7 | 11.7 | 11.7 | 11.7 | 11.7 | 11.7 | 11.7 | 11.7 | 11.7 | 11.7 | 11.7 | 11.7 | 91 | Derived in the Inputs.ES Sheet
[5 empty] | Direct installation labor hours | 342000 | 318235.6495 | 297559.322 | 279405.8355 | 263340 | 249021.2766 | 236179.3722 | 224597.0149 | 214097.561 | 204535.9223 | 195791.8216 | 187764.7059 | 180369.863 | 167200 | 92 | Derived in the Inputs.ES Sheet
[5 empty] | Labour Wages | 32.5701 | 33.2231 | 33.8891 | 34.5685 | 35.2615 | 35.9685 | 36.6895 | 37.4251 | 38.1754 | 38.9407 | 39.7214 | 40.5177 | 41.33 | 42.1585 | 93 | Derived in the Inputs.ES Sheet
[5 empty] | Battery Footprint Density (MWh/m2) | 0.13333 | 0.14329 | 0.15325 | 0.1632 | 0.17316 | 0.18312 | 0.19307 | 0.20303 | 0.21299 | 0.22294 | 0.2329 | 0.24286 | 0.25281 | 0.27273 | 94 | Derived in the Inputs.ES Sheet
|  |  |  | OPEX Component Cost Breakdown | [15 empty] | 95
[5 empty] | Fixed O&M ($/kW-year) | 12 | 10.4836 | 9.5966 | 8.9673 | 8.4791 | 8.0802 | 7.743 | 7.4509 | 7.1932 | 6.9627 | 6.7542 | 6.5639 | 6.3888 | 6.2266 | 96 | Derived in the Inputs.ES Sheet
[5 empty] | Land Lease and Property Taxes ($/kWdc-year) | 13 | 13 | 13 | 13 | 13 | 13 | 13 | 13 | 13 | 13 | 13 | 13 | 13 | 13 | 97 | Derived in the Inputs.ES Sheet
[5 empty] | Administration Costs ($/kWdc-year) | 1.27 | 1.27 | 1.27 | 1.27 | 1.27 | 1.27 | 1.27 | 1.27 | 1.27 | 1.27 | 1.27 | 1.27 | 1.27 | 1.27 | 98 | Derived in the Inputs.ES Sheet
99
|  |  | Energy Storage | [16 empty] | 100
|  |  |  | Capacity Factor | [15 empty] | 101
[5 empty] | Energy Capacity | 480 | 480 | 480 | 480 | 480 | 480 | 480 | 480 | 480 | 480 | 480 | 480 | 480 | 480 | 102 | User Input
[5 empty] | Number of Cycles per year | 300 | 300 | 300 | 300 | 300 | 300 | 300 | 300 | 300 | 300 | 300 | 300 | 300 | 300 | 103 | User Input
[5 empty] | Average Rated Capacity | 91% | 91% | 91% | 91% | 91% | 91% | 91% | 91% | 91% | 91% | 91% | 91% | 91% | 91% | 104 | User Input
[5 empty] | RTE | 83.22% | 83.44% | 83.67% | 83.89% | 84.11% | 84.33% | 84.56% | 84.78% | 85% | 85.22% | 85.44% | 85.67% | 85.89% | 86.11% | 105 | User Input
[5 empty] | Losses (MWh) | 24160 | 23840 | 23520 | 23200 | 22880 | 22560 | 22240 | 21920 | 21600 | 21280 | 20960 | 20640 | 20320 | 20000 | 106 | Calculated
[5 empty] | Solar Generation (MWh) | 234017.1429 | 235018.2857 | 236019.4286 | 237020.5714 | 238021.7143 | 239022.8571 | 240024 | 241025.1429 | 242026.2857 | 243027.4286 | 244028.5714 | 245029.7143 | 246030.8571 | 247032 | 107 | Calculated
[5 empty] | Actual Generation Capacity (MWh) | 223949.4567 | 225330.8876 | 226712.3184 | 228093.7492 | 229475.1801 | 230856.6109 | 232238.0417 | 233619.4726 | 235000.9034 | 236382.3342 | 237763.7651 | 239145.1959 | 240526.6267 | 241908.0576 | 108 | Calculated
[5 empty] | Corrected Capacity Factor | 19.14% | 19.18% | 19.21% | 19.25% | 19.28% | 19.32% | 19.35% | 19.39% | 19.42% | 19.45% | 19.49% | 19.52% | 19.55% | 19.59% | 109 | Calculated
[5 empty] | Clipped Energy Solar (MWh) | 14092.3139 | 14152.6019 | 14212.8898 | 14273.1778 | 14333.4658 | 14393.7538 | 14454.0417 | 14514.3297 | 14574.6177 | 14634.9057 | 14695.1936 | 14755.4816 | 14815.7696 | 14876.0576 | 110 | Calculated
[5 empty] | Net Excess Energy | -4.302% | -4.122% | -3.943% | -3.766% | -3.591% | -3.417% | -3.244% | -3.073% | -2.903% | -2.734% | -2.567% | -2.402% | -2.237% | -2.074% | 111
112
113
114
|  |  |  | Levelized Cost Calculation | [15 empty] | 115
[5 empty] | Capital Recovery Factor | 17.91% | 17.91% | 17.91% | 17.91% | 17.91% | 17.91% | 17.91% | 17.91% | 17.91% | 17.91% | 17.91% | 17.91% | 17.91% | 17.91% | 116 | A capital recovery factor is the ratio of a constant annuity to the present value of receiving that annuity for a given length of time.
[5 empty] | Total Net Present Cost ($/kW) | 7356.4664 | 6909.7195 | 6604.4108 | 6346.1382 | 6154.7702 | 6015.552 | 5896.993 | 5773.8521 | 5684.2207 | 5611.7095 | 5547.6835 | 5472.2568 | 5421.9416 | 5355.7084 | 117 | Net Present Costs assume upfront Overnight costs + Capital Financing Costs + Opex Costs
[5 empty] | Total Lifetime Energy Production (kWh/kW) | 32057.768 | 32657.5775 | 33240.5195 | 33301.8057 | 33868.7914 | 34419.8643 | 34955.5018 | 35017.3712 | 35538.3293 | 36044.7318 | 36537.0173 | 36599.1506 | 37077.9402 | 37543.4223 | 118 | Lifetime energy production assumes system degradation
| Wages |  |  |  | LCOE | 0.22948 | 0.21158 | 0.19869 | 0.19056 | 0.18172 | 0.17477 | 0.1687 | 0.16489 | 0.15995 | 0.15569 | 0.15184 | 0.14952 | 0.14623 | 0.14265 | 119 | LCOE = Total Net Present Cost ($/kW) / Total Lifetime Energy Production (kWh/kW)
CCGT, Combined Cycles
CT
CC

## Wind.Costs
Wind Cost Forecast for Ontario
Renewable Cost Forecast
Go to Table of Contents
[6 empty] | 2022 | 2023 | 2024 | 2025 | 2026 | 2027 | 2028 | 2029 | 2030 | 2031 | 2032 | 2033 | 2034 | 2035 |  | Approach
| Results - Ontario Real 2022$CA | [18 empty] | 1
[5 empty] | Capex ($/kW) | 2005.6968 | 1955.1679 | 1901.631 | 1844.2161 | 1782.0769 | 1749.4176 | 1711.9258 | 1668.8915 | 1619.7153 | 1563.9475 | 1538.8593 | 1469.4899 | 1431.871 | 1355.8242 | 2 | Capex levelized over the MWac capacity
[5 empty] | OPEX ($/kW-yr) | 71.6266 | 67.796 | 64.0234 | 60.3087 | 56.6519 | 54.0853 | 51.5574 | 49.068 | 46.6173 | 44.3182 | 43.0363 | 40.7859 | 39.5389 | 37.3373 | 3 | Opex levelized over the MWac capacity
[5 empty] | LCOE ($/kWh) | 0.052017 | 0.049513 | 0.047611 | 0.045123 | 0.043139 | 0.041431 | 0.039712 | 0.038373 | 0.036564 | 0.035107 | 0.034032 | 0.032409 | 0.031216 | 0.028755 | 4 | Calculated below
| System Specifications- Ontario | [18 empty] | 5
[5 empty] | System Power Rating (MW) | 200 | 200 | 200 | 200 | 200 | 200 | 200 | 200 | 200 | 200 | 200 | 200 | 200 | 200 | 6 | User Input
[5 empty] | Turbine Rating (MW) | 3.1121 | 3.2837 | 3.4575 | 3.6335 | 3.8117 | 3.9921 | 4.1747 | 4.3595 | 4.5465 | 4.7357 | 4.9271 | 5.1207 | 5.3165 | 5.5145 | 7 | Derived in the Inputs.Wind Sheet
[5 empty] | Number of Turbines | 64 | 61 | 58 | 55 | 52 | 50 | 48 | 46 | 44 | 42 | 41 | 39 | 38 | 36 | 8 | Number of Turbines = System Power Rating (6) / Turbine Rating (7)
[5 empty] | Project Life | 30 | 31 | 31 | 32 | 32 | 33 | 34 | 34 | 35 | 35 | 36 | 36 | 37 | 40 | 9 | Derived in the Inputs.Wind Sheet
[5 empty] | Wind Capacity Factor | 40% | 40% | 40% | 40% | 40% | 40% | 40% | 40% | 40% | 40% | 40% | 40% | 40% | 40% | 10 | Jurisdiction Specific Results
11
| Total System Costs | [18 empty] | 12
[5 empty] | Total CAPEX (2022 CA$M) | 401.1394 | 391.0336 | 380.3262 | 368.8432 | 356.4154 | 349.8835 | 342.3852 | 333.7783 | 323.9431 | 312.7895 | 307.7719 | 293.898 | 286.3742 | 271.1648 | 13 | Total CAPEX Costs = Equipment Costs + Installation Costs + Soft Costs
[5 empty] | Annual OPEX (2022 CA$M) | 14.3253 | 13.5592 | 12.8047 | 12.0617 | 11.3304 | 10.8171 | 10.3115 | 9.8136 | 9.3235 | 8.8636 | 8.6073 | 8.1572 | 7.9078 | 7.4675 | 14 | Opex Costs
15
| System Cost Breakdown | [18 empty] | 16
|  | CAPEX (2022$M) - Ontario | [17 empty] | 17
|  |  | Equipment (2022$M) |  |  | 254.0535 | 249.0294 | 243.5316 | 237.4181 | 230.5509 | 227.3492 | 223.3689 | 218.4939 | 212.6267 | 205.6938 | 202.5944 | 193.4586 | 188.3228 | 178.1199 | 18
|  |  |  | Turbine | [15 empty] | 19
[5 empty] | Rotor - Blades ($M) | 48.122 | 50.2531 | 52.2181 | 53.8908 | 55.1473 | 57.0108 | 58.3899 | 59.1817 | 59.2975 | 58.6678 | 58.679 | 56.4691 | 55.0212 | 52.1253 | 20 | Rotor Blade Costs ($mil) = Total Costs Segmented Blade * Number of Turbines (8)
[5 empty] | Rotor ($M) | 29.7474 | 28.353 | 26.9586 | 25.5642 | 24.1698 | 23.2402 | 22.3106 | 21.3809 | 20.4513 | 19.5217 | 19.0569 | 18.1273 | 17.6625 | 16.7329 | 21 | Rotor Costs ($mil) = Total Pitch and Hub Assembly costs per turbine (53,54) * Number of Turbines (8)
[5 empty] | Nacelle Module ($M) | 131.6563 | 126.1221 | 120.3515 | 114.3651 | 108.1844 | 103.9109 | 99.4793 | 94.9048 | 90.2033 | 85.392 | 82.5009 | 77.4996 | 74.3988 | 69.27 | 22 | Nacelle Module Costs ($mil) = Total Nacelle Module costs per turbine (57) * Number of Turbines (8)
[5 empty] | Tower Module ($M) | 44.5278 | 43.3321 | 42.1019 | 40.8289 | 39.5048 | 38.8994 | 38.2648 | 37.5956 | 36.8862 | 36.1312 | 36.2082 | 35.3692 | 35.4006 | 34.4593 | 23 | Tower Module Costs ($mil) = Total tower costs per turbine (59) * Number of Turbines (8)
[5 empty] | Transportation Costs Adder ($M) | 0 | 0.96917 | 1.9015 | 2.7691 | 3.5446 | 4.288 | 4.9243 | 5.4309 | 5.7883 | 5.981 | 6.1493 | 5.9934 | 5.8397 | 5.5323 | 24 | Total Transportation Cost Adder ($mil) = Blade Transportation Costs Adder ($M/turbine) (55) * Number of Turbines (8)
|  |  | Installation (2022$M) |  |  | 86.7088 | 82.9226 | 79.1143 | 75.2832 | 71.4286 | 68.9283 | 66.4129 | 63.882 | 61.3351 | 58.7717 | 57.5959 | 55.0032 | 53.8084 | 51.1847 | 25 | Total Instalaltion Costs ($M) = Development (CA$M) + Engineering and project management (CA$M) + Foundation (CA$M) + Site access and staging (CA$M) + Assembly and installation (CA$M) + Electrical infrastructure (CA$M)
[5 empty] | Development (CA$M) | 4.9149 | 4.7644 | 4.6075 | 4.4441 | 4.274 | 4.1804 | 4.0826 | 3.9803 | 3.8735 | 3.7618 | 3.7364 | 3.6164 | 3.5855 | 3.4566 | 26 | Total Development Cost ($mil) = Development per turbine (62) * Number of Turbines (8)
[5 empty] | Engineering and project management (CA$M) | 2.9285 | 2.8401 | 2.7478 | 2.6515 | 2.551 | 2.4963 | 2.4389 | 2.3787 | 2.3158 | 2.2499 | 2.2356 | 2.1646 | 2.1469 | 2.0705 | 27 | Total Engineering and project management Cost ($mil) = Total Engineering and project management per turbine (63) * Number of Turbines (8)
[5 empty] | Foundation (CA$M) | 20.944 | 20.0421 | 19.1339 | 18.2191 | 17.2976 | 16.7031 | 16.1044 | 15.5012 | 14.8934 | 14.2808 | 14.0049 | 13.384 | 13.1027 | 12.4728 | 28 | Total Foundation Cost ($mil) = Total Foundation per turbine (64) * Number of Turbines (8)
[5 empty] | Site access and staging (CA$M) | 10.9165 | 10.4048 | 9.8931 | 9.3813 | 8.8696 | 8.5285 | 8.1874 | 7.8462 | 7.5051 | 7.1639 | 6.9934 | 6.6522 | 6.4817 | 6.1405 | 29 | Total Site access and staging Cost ($mil) = Total Site access and staging per turbine (65) * Number of Turbines (8)
[5 empty] | Assembly and installation (CA$M) | 11.2534 | 10.7956 | 10.3323 | 9.8633 | 9.3883 | 9.0891 | 8.7861 | 8.4792 | 8.1683 | 7.8533 | 7.7223 | 7.3999 | 7.2642 | 6.9341 | 30 | Total Assembly and installation Cost ($mil) = Total Assembly and installation per turbine (66) * Number of Turbines (8)
[5 empty] | Electrical infrastructure (CA$M) | 35.7515 | 34.0756 | 32.3998 | 30.7239 | 29.0481 | 27.9308 | 26.8136 | 25.6964 | 24.5791 | 23.4619 | 22.9033 | 21.7861 | 21.2274 | 20.1102 | 31 | Total Electrical infrastructure Cost ($mil) = Total Electrical infrastructure per turbine (67) * Number of Turbines (8)
|  |  | Soft Costs (2022$M) |  |  | 60.3771 | 59.0816 | 57.6803 | 56.1419 | 54.4359 | 53.606 | 52.6034 | 51.4023 | 49.9813 | 48.324 | 47.5816 | 45.4362 | 44.243 | 41.8603 | 32
[5 empty] | Sales tax | 33.027 | 32.3738 | 31.6591 | 30.8643 | 29.9716 | 29.5554 | 29.038 | 28.4042 | 27.6415 | 26.7402 | 26.3373 | 25.1496 | 24.482 | 23.1556 | 33 | Sales Tax is applied to the total equipment cost
[5 empty] | Contingency | 8.6124 | 8.4421 | 8.2557 | 8.0485 | 7.8157 | 7.7071 | 7.5722 | 7.4069 | 7.208 | 6.973 | 6.8679 | 6.5582 | 6.3841 | 6.0383 | 34 | Contingency is assumed at 3% of Sales Tax and Equipment Costs
[5 empty] | Profit | 18.7377 | 18.2656 | 17.7655 | 17.2291 | 16.6486 | 16.3435 | 15.9932 | 15.5912 | 15.1318 | 14.6108 | 14.3764 | 13.7283 | 13.3769 | 12.6664 | 35 | Assumed to be 4.9% of Contingency, Sales Tax, Installation and Equipment Costs
36
|  | OPEX (2022$M/year) - Ontario |  |  |  | 14.3253 | 13.5592 | 12.8047 | 12.0617 | 11.3304 | 10.8171 | 10.3115 | 9.8136 | 9.3235 | 8.8636 | 8.6073 | 8.1572 | 7.9078 | 7.4675 | 37 | Opex Costs = System Related Expenses + Property Expense + Adminstration Related Costs
|  |  |  | System-related expenses |  | 12.8713 | 12.1502 | 11.4407 | 10.7427 | 10.0564 | 9.5731 | 9.0975 | 8.6296 | 8.1695 | 7.7396 | 7.4983 | 7.0782 | 6.8438 | 6.4335 | 38 | Total System Related Expenses ($M) = Turbine O&M + BOP O&M + Asset Management O&M Costs
[5 empty] | Turbine O&M (CA$M) | 6.9156 | 6.5281 | 6.1469 | 5.7719 | 5.4031 | 5.1435 | 4.8879 | 4.6366 | 4.3893 | 4.1584 | 4.0287 | 3.803 | 3.6771 | 3.4566 | 39 | Total Turbine O&M = Turbine O&M ($M/turbine) * Number of Turbines (8)
[5 empty] | BOP O&M (CA$M) | 2.0165 | 1.9035 | 1.7924 | 1.683 | 1.5755 | 1.4998 | 1.4253 | 1.352 | 1.2799 | 1.2125 | 1.1747 | 1.1089 | 1.0722 | 1.0079 | 40 | Total BOP O&M = BOP O&M ($M/turbine) * Number of Turbines (8)
[5 empty] | Asset Management O&M (CA$M) | 3.9392 | 3.7185 | 3.5014 | 3.2878 | 3.0777 | 2.9298 | 2.7843 | 2.6411 | 2.5002 | 2.3687 | 2.2948 | 2.1663 | 2.0945 | 1.9689 | 41 | Total Asset Management O&M =Asset Management O&M ($M/turbine) * Number of Turbines (8)
|  |  |  | Property Related Expenses |  | 1.2 | 1.155 | 1.11 | 1.065 | 1.02 | 0.99 | 0.96 | 0.93 | 0.9 | 0.87 | 0.855 | 0.825 | 0.81 | 0.78 | 42 | Total Property Expenses = Land Lease Costs + Property Tax
[5 empty] | Land Lease | 0.96 | 0.915 | 0.87 | 0.825 | 0.78 | 0.75 | 0.72 | 0.69 | 0.66 | 0.63 | 0.615 | 0.585 | 0.57 | 0.54 | 43 | Property Related Expenses ($M) = Land Lease ($/kWdc-year) *Wind Capacity
[5 empty] | Property Tax | 0.24 | 0.24 | 0.24 | 0.24 | 0.24 | 0.24 | 0.24 | 0.24 | 0.24 | 0.24 | 0.24 | 0.24 | 0.24 | 0.24 | 44 | Property Related Expenses ($M) = Property Taxes ($/kWdc-year) *Wind Capacity
|  |  |  | Administration Related Costs |  | 0.254 | 0.254 | 0.254 | 0.254 | 0.254 | 0.254 | 0.254 | 0.254 | 0.254 | 0.254 | 0.254 | 0.254 | 0.254 | 0.254 | 45 | Administration Related Costs ($M) = Administration Costs ($/kWdc-year) *Wind Capacity
46
47
|  | Component Unit Costs | [17 empty] | 48
|  |  | CAPEX Component Cost Breakdown | [16 empty] | 49
|  |  |  | Rotor Module | [15 empty] | 50
[5 empty] | Rotor Diameter (m) | 135.582 | 141.1606 | 146.8032 | 152.3922 | 157.81 | 162.939 | 167.6616 | 171.8602 | 175.4172 | 178.215 | 180.136 | 181.0626 | 181.0626 | 181.0626 | 51 | Derived in the Inputs.Wind Sheet
[5 empty] | Total Costs Segmented Blade ($M/Turbine) | 0.75191 | 0.82382 | 0.90031 | 0.97983 | 1.0605 | 1.1402 | 1.2165 | 1.2866 | 1.3477 | 1.3969 | 1.4312 | 1.4479 | 1.4479 | 1.4479 | 52 | Derived in the Inputs.Wind Sheet
[5 empty] | Hub Assembly ($M/turbine) | 0.20042 | 0.20042 | 0.20042 | 0.20042 | 0.20042 | 0.20042 | 0.20042 | 0.20042 | 0.20042 | 0.20042 | 0.20042 | 0.20042 | 0.20042 | 0.20042 | 53 | Derived in the Inputs.Wind Sheet
[5 empty] | Pitch Assembly ($M/turbine) | 0.26438 | 0.26438 | 0.26438 | 0.26438 | 0.26438 | 0.26438 | 0.26438 | 0.26438 | 0.26438 | 0.26438 | 0.26438 | 0.26438 | 0.26438 | 0.26438 | 54 | Derived in the Inputs.Wind Sheet
[5 empty] | Blade Transportation Costs Adder ($M/turbine) | 0 | 0.015888 | 0.032784 | 0.050347 | 0.068165 | 0.08576 | 0.10259 | 0.11806 | 0.13155 | 0.14241 | 0.14998 | 0.15368 | 0.15368 | 0.15368 | 55 | Derived in the Inputs.Wind Sheet
|  |  |  | Nacelle Module | [15 empty] | 56
[5 empty] | Nacelle Module Costs ($M/turbine) | 2.0571 | 2.0676 | 2.075 | 2.0794 | 2.0805 | 2.0782 | 2.0725 | 2.0631 | 2.0501 | 2.0331 | 2.0122 | 1.9872 | 1.9579 | 1.9242 | 57 | Derived in the Inputs.Wind Sheet
|  |  |  | Tower | [15 empty] | 58
[5 empty] | Tower costs ($M/turbine) | 0.69575 | 0.71036 | 0.72589 | 0.74234 | 0.75971 | 0.77799 | 0.79718 | 0.8173 | 0.83832 | 0.86027 | 0.88313 | 0.9069 | 0.9316 | 0.9572 | 59 | Derived in the Inputs.Wind Sheet
[5 empty] | Tower Height (m) | 94.4922 | 96.4773 | 98.5868 | 100.8207 | 103.179 | 105.6617 | 108.2688 | 111.0003 | 113.8562 | 116.8365 | 119.9412 | 123.1703 | 126.5238 | 130.0017 | 60 | Derived in the Inputs.Wind Sheet
|  |  |  | Balance of System Costs | [15 empty] | 61
[5 empty] | Development (CA$M/turbine) | 0.076795 | 0.078104 | 0.07944 | 0.080802 | 0.082192 | 0.083609 | 0.085055 | 0.086529 | 0.088033 | 0.089567 | 0.091132 | 0.092728 | 0.094356 | 0.096017 | 62 | Derived in the Inputs.Wind Sheet
[5 empty] | Engineering and project management (CA$M/turbine) | 0.045758 | 0.046559 | 0.047376 | 0.048209 | 0.049059 | 0.049925 | 0.050809 | 0.051711 | 0.052631 | 0.053569 | 0.054526 | 0.055502 | 0.056498 | 0.057514 | 63 | Derived in the Inputs.Wind Sheet
[5 empty] | Foundation (CA$M/turbine) | 0.32725 | 0.32856 | 0.32989 | 0.33126 | 0.33265 | 0.33406 | 0.33551 | 0.33698 | 0.33849 | 0.34002 | 0.34158 | 0.34318 | 0.34481 | 0.34647 | 64 | Derived in the Inputs.Wind Sheet
[5 empty] | Site access and staging (CA$M/turbine) | 0.17057 | 0.17057 | 0.17057 | 0.17057 | 0.17057 | 0.17057 | 0.17057 | 0.17057 | 0.17057 | 0.17057 | 0.17057 | 0.17057 | 0.17057 | 0.17057 | 65 | Derived in the Inputs.Wind Sheet
[5 empty] | Assembly and installation (CA$M/turbine) | 0.17583 | 0.17698 | 0.17814 | 0.17933 | 0.18054 | 0.18178 | 0.18304 | 0.18433 | 0.18564 | 0.18698 | 0.18835 | 0.18974 | 0.19116 | 0.19261 | 66 | Derived in the Inputs.Wind Sheet
[5 empty] | Electrical infrastructure (CA$M/turbine) | 0.55862 | 0.55862 | 0.55862 | 0.55862 | 0.55862 | 0.55862 | 0.55862 | 0.55862 | 0.55862 | 0.55862 | 0.55862 | 0.55862 | 0.55862 | 0.55862 | 67 | Derived in the Inputs.Wind Sheet
|  |  | OPEX Component Cost Breakdown | [16 empty] | 68
[5 empty] | Turbine O&M ($M/turbine) | 0.10806 | 0.10702 | 0.10598 | 0.10494 | 0.10391 | 0.10287 | 0.10183 | 0.10079 | 0.099757 | 0.099009 | 0.098261 | 0.097513 | 0.096765 | 0.096016 | 69 | Derived in the Inputs.Wind Sheet
[5 empty] | BOP O&M ($M/turbine) | 0.031508 | 0.031206 | 0.030903 | 0.030601 | 0.030298 | 0.029996 | 0.029693 | 0.029391 | 0.029088 | 0.02887 | 0.028652 | 0.028434 | 0.028216 | 0.027998 | 70 | Derived in the Inputs.Wind Sheet
[5 empty] | Asset Management O&M ($M/turbine) | 0.061551 | 0.06096 | 0.060369 | 0.059778 | 0.059187 | 0.058596 | 0.058006 | 0.057415 | 0.056824 | 0.056398 | 0.055971 | 0.055545 | 0.055119 | 0.054693 | 71 | Derived in the Inputs.Wind Sheet
[5 empty] | Land Lease ($2022/turbine) | 15000 | 15000 | 15000 | 15000 | 15000 | 15000 | 15000 | 15000 | 15000 | 15000 | 15000 | 15000 | 15000 | 15000 | 72 | Derived in the Inputs.Wind Sheet
[5 empty] | Property Tax ($2022/kW-year) | 1.2 | 1.2 | 1.2 | 1.2 | 1.2 | 1.2 | 1.2 | 1.2 | 1.2 | 1.2 | 1.2 | 1.2 | 1.2 | 1.2 | 73 | Derived in the Inputs.Wind Sheet
[5 empty] | Administration Related Costs ($2022/kW-year) | 1.27 | 1.27 | 1.27 | 1.27 | 1.27 | 1.27 | 1.27 | 1.27 | 1.27 | 1.27 | 1.27 | 1.27 | 1.27 | 1.27 | 74 | Derived in the Inputs.Wind Sheet
75
|  |  | Levelized Cost Calculation | [16 empty] | 76
[5 empty] | Capital Recovery Factor | 17.91% | 17.91% | 17.91% | 17.91% | 17.91% | 17.91% | 17.91% | 17.91% | 17.91% | 17.91% | 17.91% | 17.91% | 17.91% | 17.91% | 77 | A capital recovery factor is the ratio of a constant annuity to the present value of receiving that annuity for a given length of time.
[5 empty] | Total Net Present Cost ($/kW) | 3572.5586 | 3469.9617 | 3336.6213 | 3223.6662 | 3081.9211 | 3014.671 | 2940.5106 | 2841.3757 | 2752.9828 | 2643.2824 | 2603.4615 | 2479.3253 | 2424.6693 | 2329.0181 | 78 | Net Present Costs assume upfront Overnight costs + Capital Financing Costs + Opex Costs
[5 empty] | Total Lifetime Energy Production (kWh/kW) | 68679.9465 | 70081.5014 | 70081.5014 | 71442.2344 | 71442.2344 | 72763.3344 | 74045.9557 | 74045.9557 | 75291.2191 | 75291.2191 | 76500.2128 | 76500.2128 | 77673.993 | 80994.161 | 79 | Lifetime energy production assumes system degradation
[5 empty] | LCOE | 0.052017 | 0.049513 | 0.047611 | 0.045123 | 0.043139 | 0.041431 | 0.039712 | 0.038373 | 0.036564 | 0.035107 | 0.034032 | 0.032409 | 0.031216 | 0.028755 | 80 | LCOE = Total Net Present Cost ($/kW) / Total Lifetime Energy Production (kWh/kW)

## Wind_ES.Costs
Wind Cost Forecast for Ontario
Renewable Cost Forecast
Go to Table of Contents
[6 empty] | 2022 | 2023 | 2024 | 2025 | 2026 | 2027 | 2028 | 2029 | 2030 | 2031 | 2032 | 2033 | 2034 | 2035 |  | Approach
Results - Ontario Real 2022$CA
[5 empty] | Capex ($/kWac) | 5315.9386 | 5040.6992 | 4813.781 | 4613.3272 | 4428.8487 | 4309.7739 | 4196.4655 | 4086.0184 | 3976.2691 | 3865.6085 | 3790.4207 | 3675.0498 | 3594.9715 | 3463.1883 | 1 | Capex levelized over the MWac capacity
[5 empty] | OPEX ($/kWac-yr) | 83.7306 | 79.0465 | 74.7979 | 70.7618 | 66.8684 | 64.1 | 61.4072 | 58.7801 | 56.2122 | 53.8123 | 52.4241 | 50.097 | 48.7637 | 46.5022 | 2 | Opex levelized over the MWac capacity
[5 empty] | LCOE ($/kWh) | 0.11555 | 0.10765 | 0.1025 | 0.096398 | 0.092128 | 0.088001 | 0.084144 | 0.081542 | 0.07795 | 0.075453 | 0.072895 | 0.070386 | 0.067897 | 0.063105 | 3
| System Specifications- Ontario | [18 empty] | 4
|  |  |  | Wind Specifications | [15 empty] | 5
[5 empty] | System Power Rating (MW) | 200 | 200 | 200 | 200 | 200 | 200 | 200 | 200 | 200 | 200 | 200 | 200 | 200 | 200 | 6 | User Input
[5 empty] | Turbine Rating (MW) | 3.1121 | 3.2837 | 3.4575 | 3.6335 | 3.8117 | 3.9921 | 4.1747 | 4.3595 | 4.5465 | 4.7357 | 4.9271 | 5.1207 | 5.3165 | 5.5145 | 7 | Derived in the Inputs.Wind Sheet
[5 empty] | Number of Turbines | 64 | 61 | 58 | 55 | 52 | 50 | 48 | 46 | 44 | 42 | 41 | 39 | 38 | 36 | 8 | Number of Turbines = System Power Rating (6) / Turbine Rating (7)
[5 empty] | Project Life | 30 | 31 | 31 | 32 | 32 | 33 | 34 | 34 | 35 | 35 | 36 | 36 | 37 | 40 | 9 | Derived in the Inputs.Wind Sheet
[5 empty] | Wind Capacity Factor | 40% | 40% | 40% | 40% | 40% | 40% | 40% | 40% | 40% | 40% | 40% | 40% | 40% | 40% | 10 | Jurisdiction Specific Results
[5 empty] | Corrected Capacity Factor | 37.24% | 37.28% | 37.32% | 37.35% | 37.39% | 37.42% | 37.46% | 37.5% | 37.53% | 37.57% | 37.61% | 37.64% | 37.68% | 37.72% | 11
|  |  |  | Energy Storage Specifications | [15 empty] | 12
[5 empty] | Ratio of Energy Storage to Wind | 60% | 60% | 60% | 60% | 60% | 60% | 60% | 60% | 60% | 60% | 60% | 60% | 60% | 60% | 13 | User Input
[5 empty] | Energy Storage Power Capacity (MW) | 120 | 120 | 120 | 120 | 120 | 120 | 120 | 120 | 120 | 120 | 120 | 120 | 120 | 120 | 14 | Calculated
[5 empty] | Duration (hours) | 8 | 8 | 8 | 8 | 8 | 8 | 8 | 8 | 8 | 8 | 8 | 8 | 8 | 8 | 15 | User Input
[5 empty] | Energy Capacity (MWh) | 960 | 960 | 960 | 960 | 960 | 960 | 960 | 960 | 960 | 960 | 960 | 960 | 960 | 960 | 16 | Calculated
[5 empty] | Battery Footprint (m2) | 7200 | 6699.6979 | 6264.4068 | 5882.2281 | 5544 | 5242.5532 | 4972.1973 | 4728.3582 | 4507.3171 | 4306.0194 | 4121.9331 | 3952.9412 | 3797.2603 | 3520 | 17 | Calculated
[5 empty] | DOD | 80% | 80% | 80% | 80% | 80% | 80% | 80% | 80% | 80% | 80% | 80% | 80% | 80% | 80% | 18 | User Input
[5 empty] | Project Life | 16 | 16 | 16 | 16 | 16 | 16 | 16 | 16 | 16 | 16 | 16 | 16 | 16 | 16 | 19 | User Input
[5 empty] | Capacity Factor | 23.29% | 23.29% | 23.29% | 23.29% | 23.29% | 23.29% | 23.29% | 23.29% | 23.29% | 23.29% | 23.29% | 23.29% | 23.29% | 23.29% | 20 | Calculated
21
22
| Total System Costs | [18 empty] | 23
[5 empty] | Total CAPEX (2022 CA$M) | 1063.1877 | 1008.1398 | 962.7562 | 922.6654 | 885.7697 | 861.9548 | 839.2931 | 817.2037 | 795.2538 | 773.1217 | 758.0841 | 735.01 | 718.9943 | 692.6377 | 24 | Total CAPEX Costs = Equipment Costs + Installation Costs + Soft Costs + Total Battery Costs
[5 empty] | Annual OPEX (2022 CA$M) | 16.7461 | 15.8093 | 14.9596 | 14.1524 | 13.3737 | 12.82 | 12.2814 | 11.756 | 11.2424 | 10.7625 | 10.4848 | 10.0194 | 9.7527 | 9.3004 | 25 | Opex Costs
26
| System Cost Breakdown | [18 empty] | 27
|  | CAPEX (2022$M) - Ontario | [17 empty] | 28
|  | Wind | [17 empty] | 29
|  |  | Equipment (2022$M) |  |  | 254.0535 | 249.0294 | 243.5316 | 237.4181 | 230.5509 | 227.3492 | 223.3689 | 218.4939 | 212.6267 | 205.6938 | 202.5944 | 193.4586 | 188.3228 | 178.1199 | 30
|  |  |  | Turbine | [15 empty] | 31
[5 empty] | Rotor - Blades ($M) | 48.122 | 50.2531 | 52.2181 | 53.8908 | 55.1473 | 57.0108 | 58.3899 | 59.1817 | 59.2975 | 58.6678 | 58.679 | 56.4691 | 55.0212 | 52.1253 | 32 | Rotor Blade Costs ($mil) = Total Costs Segmented Blade * Number of Turbines (8)
[5 empty] | Rotor ($M) | 29.7474 | 28.353 | 26.9586 | 25.5642 | 24.1698 | 23.2402 | 22.3106 | 21.3809 | 20.4513 | 19.5217 | 19.0569 | 18.1273 | 17.6625 | 16.7329 | 33 | Rotor Costs ($mil) = Total Pitch and Hub Assembly costs per turbine (53,54) * Number of Turbines (8)
[5 empty] | Nacelle Module ($M) | 131.6563 | 126.1221 | 120.3515 | 114.3651 | 108.1844 | 103.9109 | 99.4793 | 94.9048 | 90.2033 | 85.392 | 82.5009 | 77.4996 | 74.3988 | 69.27 | 34 | Nacelle Module Costs ($mil) = Total Nacelle Module costs per turbine (57) * Number of Turbines (8)
[5 empty] | Tower Module ($M) | 44.5278 | 43.3321 | 42.1019 | 40.8289 | 39.5048 | 38.8994 | 38.2648 | 37.5956 | 36.8862 | 36.1312 | 36.2082 | 35.3692 | 35.4006 | 34.4593 | 35 | Tower Module Costs ($mil) = Total tower costs per turbine (59) * Number of Turbines (8)
[5 empty] | Transportation Costs Adder ($M) | 0 | 0.96917 | 1.9015 | 2.7691 | 3.5446 | 4.288 | 4.9243 | 5.4309 | 5.7883 | 5.981 | 6.1493 | 5.9934 | 5.8397 | 5.5323 | 36 | Total Transportation Cost Adder ($mil) = Blade Transportation Costs Adder ($M/turbine) (55) * Number of Turbines (8)
|  |  | Installation (2022$M) |  |  | 86.7088 | 82.9226 | 79.1143 | 75.2832 | 71.4286 | 68.9283 | 66.4129 | 63.882 | 61.3351 | 58.7717 | 57.5959 | 55.0032 | 53.8084 | 51.1847 | 37 | Total Instalaltion Costs ($M) = Development (CA$M) + Engineering and project management (CA$M) + Foundation (CA$M) + Site access and staging (CA$M) + Assembly and installation (CA$M) + Electrical infrastructure (CA$M)
[5 empty] | Development (CA$M) | 4.9149 | 4.7644 | 4.6075 | 4.4441 | 4.274 | 4.1804 | 4.0826 | 3.9803 | 3.8735 | 3.7618 | 3.7364 | 3.6164 | 3.5855 | 3.4566 | 38 | Total Development Cost ($mil) = Development per turbine (62) * Number of Turbines (8)
[5 empty] | Engineering and project management (CA$M) | 2.9285 | 2.8401 | 2.7478 | 2.6515 | 2.551 | 2.4963 | 2.4389 | 2.3787 | 2.3158 | 2.2499 | 2.2356 | 2.1646 | 2.1469 | 2.0705 | 39 | Total Engineering and project management Cost ($mil) = Total Engineering and project management per turbine (63) * Number of Turbines (8)
[5 empty] | Foundation (CA$M) | 20.944 | 20.0421 | 19.1339 | 18.2191 | 17.2976 | 16.7031 | 16.1044 | 15.5012 | 14.8934 | 14.2808 | 14.0049 | 13.384 | 13.1027 | 12.4728 | 40 | Total Foundation Cost ($mil) = Total Foundation per turbine (64) * Number of Turbines (8)
[5 empty] | Site access and staging (CA$M) | 10.9165 | 10.4048 | 9.8931 | 9.3813 | 8.8696 | 8.5285 | 8.1874 | 7.8462 | 7.5051 | 7.1639 | 6.9934 | 6.6522 | 6.4817 | 6.1405 | 41 | Total Site access and staging Cost ($mil) = Total Site access and staging per turbine (65) * Number of Turbines (8)
[5 empty] | Assembly and installation (CA$M) | 11.2534 | 10.7956 | 10.3323 | 9.8633 | 9.3883 | 9.0891 | 8.7861 | 8.4792 | 8.1683 | 7.8533 | 7.7223 | 7.3999 | 7.2642 | 6.9341 | 42 | Total Assembly and installation Cost ($mil) = Total Assembly and installation per turbine (66) * Number of Turbines (8)
[5 empty] | Electrical infrastructure (CA$M) | 35.7515 | 34.0756 | 32.3998 | 30.7239 | 29.0481 | 27.9308 | 26.8136 | 25.6964 | 24.5791 | 23.4619 | 22.9033 | 21.7861 | 21.2274 | 20.1102 | 43 | Total Electrical infrastructure Cost ($mil) = Total Electrical infrastructure per turbine (67) * Number of Turbines (8)
44
|  |  | Soft Costs (2022$M) |  |  | 60.3771 | 59.0816 | 57.6803 | 56.1419 | 54.4359 | 53.606 | 52.6034 | 51.4023 | 49.9813 | 48.324 | 47.5816 | 45.4362 | 44.243 | 41.8603 | 45
[5 empty] | Sales tax | 33.027 | 32.3738 | 31.6591 | 30.8643 | 29.9716 | 29.5554 | 29.038 | 28.4042 | 27.6415 | 26.7402 | 26.3373 | 25.1496 | 24.482 | 23.1556 | 46 | Sales Tax is applied to the total equipment cost
[5 empty] | Contingency | 8.6124 | 8.4421 | 8.2557 | 8.0485 | 7.8157 | 7.7071 | 7.5722 | 7.4069 | 7.208 | 6.973 | 6.8679 | 6.5582 | 6.3841 | 6.0383 | 47 | Contingency is assumed at 3% of Sales Tax and Equipment Costs
[5 empty] | Profit | 18.7377 | 18.2656 | 17.7655 | 17.2291 | 16.6486 | 16.3435 | 15.9932 | 15.5912 | 15.1318 | 14.6108 | 14.3764 | 13.7283 | 13.3769 | 12.6664 | 48 | Assumed to be 4.9% of Contingency, Sales Tax, Installation and Equipment Costs
49
|  | Battery |  |  |  | 662.0484 | 617.1063 | 582.43 | 553.8222 | 529.3544 | 512.0713 | 496.9079 | 483.4254 | 471.3108 | 460.3322 | 450.3123 | 441.112 | 432.6201 | 421.4728 | 50 | Total Battery Capex Costs = Total Equipment Costs + Replacement Costs + Installation Costs
|  |  |  | Equipment (2022$M) | [15 empty] | 51 | Total Equipment Costs ($M) = Battery Pack Prices ($M)+Bi-Directional Inverter Costs ($M)+Balance of System ($M)+Battery cabinet ($M)
[5 empty] | Battery Pack Prices (2022$M) | 272.4 | 246.4585 | 228.0527 | 213.7761 | 202.1112 | 192.2487 | 183.7054 | 176.1697 | 169.4288 | 163.3309 | 157.7639 | 152.6428 | 147.9014 | 143.4873 | 52 | Total Battery Pack Prices ($M) = Battery Pack Costs ($/kWh) * Energy Storage Capacity (MWh) *1000
[5 empty] | Structural Balance of System (2022$M) | 30.72 | 29.0981 | 28.1493 | 27.4761 | 26.954 | 26.5273 | 26.1666 | 25.8542 | 25.5786 | 25.332 | 25.109 | 24.9054 | 24.7181 | 24.5447 | 53 | Total Bi-Directional Inverter Costs ($M) = Bi-Directional Inverter Costs ($/kW) * Energy Storage Power Capacity (MW) *1001
[5 empty] | Battery cabinet (2022$M) | 147.7918 | 137.5223 | 128.5872 | 120.7424 | 113.7997 | 107.612 | 102.0625 | 97.0573 | 92.5201 | 88.3881 | 84.6094 | 81.1406 | 77.945 | 72.2538 | 54 | Balance of System Costs ($M) = Structural and Electrical Balance of System Costs *Energy Capacity (MWh)
[5 empty] | Electrical Balance of System (2022$M) | 14.4035 | 14.4046 | 14.409 | 14.4154 | 14.4232 | 14.4322 | 14.4421 | 14.4529 | 14.4645 | 14.4769 | 14.49 | 14.5038 | 14.5183 | 14.5335 | 55 | Total Battery Cabinet Cost ($M) = Battery Cabinet Cost* Battery Footprint Costs
[5 empty] | Bi-Directional Inverter Costs (2022$M) | 11.04 | 10.635 | 10.3476 | 10.1247 | 9.9426 | 9.7886 | 9.6552 | 9.5376 | 9.4323 | 9.3371 | 9.2502 | 9.1703 | 9.0962 | 9.0273 | 56
|  |  |  | Replacement Costs |  | 163.3309 | 157.7639 | 152.6428 | 147.9014 | 143.4873 | 143.4873 | 143.4873 | 143.4873 | 143.4873 | 143.4873 | 143.4873 | 143.4873 | 143.4873 | 143.4873 | 57
[5 empty] | Energy Storage Replacements | [14 empty] | 58 | Calculated Number of Replacement | bar: 2022 to 2035
[5 empty] | Energy Storage Replacement Cost | 163.3309 | 157.7639 | 152.6428 | 147.9014 | 143.4873 | 143.4873 | 143.4873 | 143.4873 | 143.4873 | 143.4873 | 143.4873 | 143.4873 | 143.4873 | 143.4873 | 59 | Calculated Energy Storage Costs
60
|  |  |  | Installation (2022$M) |  | 22.3622 | 21.2239 | 20.2413 | 19.3861 | 18.6364 | 17.9752 | 17.3888 | 16.8664 | 16.3992 | 15.9799 | 15.6025 | 15.2618 | 14.9538 | 14.139 | 61
[5 empty] | Installation rental equipment (2022$M) | 0.08424 | 0.078386 | 0.073294 | 0.068822 | 0.064865 | 0.061338 | 0.058175 | 0.055322 | 0.052736 | 0.05038 | 0.048227 | 0.046249 | 0.044428 | 0.041184 | 62 | Installation rental equipment ($M) = Rental Equipment ($/m2) * Battery Footprint (m2)
[5 empty] | Direct installation labor (2022$M) | 22.278 | 21.1455 | 20.168 | 19.3173 | 18.5715 | 17.9138 | 17.3306 | 16.8111 | 16.3465 | 15.9295 | 15.5542 | 15.2156 | 14.9094 | 14.0978 | 63 | Direct installation labour ($M) = 95 hours/m2 for all civil and electrical work * Hourly Labour Wages (CA$/hr)
64
|  |  | Wind + Battery | [16 empty] | 65
|  |  |  | Soft Costs (2022$M) |  | 128.9831 | 119.0348 | 111.6147 | 105.6406 | 100.6294 | 96.315 | 92.5321 | 89.1698 | 86.1491 | 83.4118 | 80.9134 | 78.619 | 76.5009 | 73.7731 | 66
[5 empty] | EPC overhead | 8.7622 | 8.4043 | 8.1544 | 7.9571 | 7.7933 | 7.6535 | 7.5321 | 7.4254 | 7.3306 | 7.246 | 7.1699 | 7.1012 | 7.039 | 6.9129 | 67 | Calculated using NREL approach
[5 empty] | Sales tax | 60.491 | 55.5728 | 51.8958 | 48.9333 | 46.4475 | 44.3066 | 42.429 | 40.7594 | 39.259 | 37.8986 | 36.6564 | 35.515 | 34.4608 | 33.1265 | 68 | Jurisdiction Specific Results
[5 empty] | Permitting and Interconnection Costs | 2.0147 | 2.0147 | 2.0147 | 2.0147 | 2.0147 | 2.0147 | 2.0147 | 2.0147 | 2.0147 | 2.0147 | 2.0147 | 2.0147 | 2.0147 | 2.0147 | 69 | Calculated using NREL approach
[5 empty] | Developer Overhead | 18.6932 | 17.1799 | 16.0485 | 15.137 | 14.3721 | 13.7134 | 13.1357 | 12.622 | 12.1603 | 11.7417 | 11.3595 | 11.0083 | 10.6839 | 10.2734 | 70 | Calculated using NREL approach
[5 empty] | Contingency | 14.0199 | 12.8849 | 12.0364 | 11.3527 | 10.7791 | 10.285 | 9.8517 | 9.4665 | 9.1202 | 8.8063 | 8.5196 | 8.2562 | 8.0129 | 7.705 | 71 | Calculated using NREL approach
[5 empty] | Profit | 25.0022 | 22.9782 | 21.4649 | 20.2457 | 19.2227 | 18.3417 | 17.5689 | 16.8819 | 16.2644 | 15.7045 | 15.1933 | 14.7236 | 14.2897 | 13.7406 | 72 | Calculated using NREL approach
73
74
|  | OPEX (2022$M/year) - Ontario |  |  |  | 16.7461 | 15.8093 | 14.9596 | 14.1524 | 13.3737 | 12.82 | 12.2814 | 11.756 | 11.2424 | 10.7625 | 10.4848 | 10.0194 | 9.7527 | 9.3004 | 75
|  |  | Wind | [16 empty] | 76
|  |  |  | System-related expenses |  | 14.3113 | 13.4082 | 12.5923 | 11.8188 | 11.0739 | 10.5427 | 10.0266 | 9.5237 | 9.0326 | 8.5752 | 8.3088 | 7.8659 | 7.6104 | 7.1806 | 77
[5 empty] | Turbine O&M (CA$M) | 6.9156 | 6.5281 | 6.1469 | 5.7719 | 5.4031 | 5.1435 | 4.8879 | 4.6366 | 4.3893 | 4.1584 | 4.0287 | 3.803 | 3.6771 | 3.4566 | 78 | Total Turbine O&M = Turbine O&M ($M/turbine) * Number of Turbines (8)
[5 empty] | BOP O&M (CA$M) | 2.0165 | 1.9035 | 1.7924 | 1.683 | 1.5755 | 1.4998 | 1.4253 | 1.352 | 1.2799 | 1.2125 | 1.1747 | 1.1089 | 1.0722 | 1.0079 | 79 | Total BOP O&M = BOP O&M ($M/turbine) * Number of Turbines (8)
[5 empty] | Asset Management O&M (CA$M) | 3.9392 | 3.7185 | 3.5014 | 3.2878 | 3.0777 | 2.9298 | 2.7843 | 2.6411 | 2.5002 | 2.3687 | 2.2948 | 2.1663 | 2.0945 | 1.9689 | 80 | Total Asset Management O&M =Asset Management O&M ($M/turbine) * Number of Turbines (8)
[5 empty] | Storage Fixed O&M | 1.44 | 1.258 | 1.1516 | 1.0761 | 1.0175 | 0.96963 | 0.92916 | 0.89411 | 0.86319 | 0.83553 | 0.81051 | 0.78766 | 0.76665 | 0.7472 | 81 | Storage Fixed O&M
|  |  |  | Property Related Expenses |  | 2.13 | 2.0962 | 2.0625 | 2.0288 | 1.995 | 1.9725 | 1.95 | 1.9275 | 1.905 | 1.8825 | 1.8713 | 1.8487 | 1.8375 | 1.815 | 82 | Total Property Expenses = Land Lease Costs + Property Tax
[5 empty] | Land Lease | 1.89 | 1.8562 | 1.8225 | 1.7888 | 1.755 | 1.7325 | 1.71 | 1.6875 | 1.665 | 1.6425 | 1.6313 | 1.6087 | 1.5975 | 1.575 | 83 | Property Related Expenses ($M) = Land Lease ($/kWdc-year) *Wind Capacity
[5 empty] | Property Tax | 0.24 | 0.24 | 0.24 | 0.24 | 0.24 | 0.24 | 0.24 | 0.24 | 0.24 | 0.24 | 0.24 | 0.24 | 0.24 | 0.24 | 84 | Property Related Expenses ($M) = Property Taxes ($/kWdc-year) *Wind Capacity
|  |  |  | Administration Related Costs |  | 0.3048 | 0.3048 | 0.3048 | 0.3048 | 0.3048 | 0.3048 | 0.3048 | 0.3048 | 0.3048 | 0.3048 | 0.3048 | 0.3048 | 0.3048 | 0.3048 | 85 | Administration Related Costs ($M) = Administration Costs ($/kWdc-year) *Wind Capacity
86
87
88
89
90
|  | Component Unit Costs | [17 empty] | 91
|  |  | CAPEX Component Cost Breakdown | [16 empty] | 92
|  |  |  | Rotor Module | [15 empty] | 93
[5 empty] | Rotor Diameter (m) | 135.582 | 141.1606 | 146.8032 | 152.3922 | 157.81 | 162.939 | 167.6616 | 171.8602 | 175.4172 | 178.215 | 180.136 | 181.0626 | 181.0626 | 181.0626 | 94 | Derived in the Inputs.Wind Sheet
[5 empty] | Total Costs Segmented Blade ($M/Turbine) | 0.75191 | 0.82382 | 0.90031 | 0.97983 | 1.0605 | 1.1402 | 1.2165 | 1.2866 | 1.3477 | 1.3969 | 1.4312 | 1.4479 | 1.4479 | 1.4479 | 95 | Derived in the Inputs.Wind Sheet
[5 empty] | Hub Assembly ($M/turbine) | 0.20042 | 0.20042 | 0.20042 | 0.20042 | 0.20042 | 0.20042 | 0.20042 | 0.20042 | 0.20042 | 0.20042 | 0.20042 | 0.20042 | 0.20042 | 0.20042 | 96 | Derived in the Inputs.Wind Sheet
[5 empty] | Pitch Assembly ($M/turbine) | 0.26438 | 0.26438 | 0.26438 | 0.26438 | 0.26438 | 0.26438 | 0.26438 | 0.26438 | 0.26438 | 0.26438 | 0.26438 | 0.26438 | 0.26438 | 0.26438 | 97 | Derived in the Inputs.Wind Sheet
[5 empty] | Blade Transportation Costs Adder ($M/turbine) | 0 | 0.015888 | 0.032784 | 0.050347 | 0.068165 | 0.08576 | 0.10259 | 0.11806 | 0.13155 | 0.14241 | 0.14998 | 0.15368 | 0.15368 | 0.15368 | 98 | Derived in the Inputs.Wind Sheet
|  |  |  | Nacelle Module | [15 empty] | 99
[5 empty] | Nacelle Module Costs ($M/turbine) | 2.0571 | 2.0676 | 2.075 | 2.0794 | 2.0805 | 2.0782 | 2.0725 | 2.0631 | 2.0501 | 2.0331 | 2.0122 | 1.9872 | 1.9579 | 1.9242 | 100 | Derived in the Inputs.Wind Sheet
|  |  |  | Tower | [15 empty] | 101
[5 empty] | Tower costs ($M/turbine) | 0.69575 | 0.71036 | 0.72589 | 0.74234 | 0.75971 | 0.77799 | 0.79718 | 0.8173 | 0.83832 | 0.86027 | 0.88313 | 0.9069 | 0.9316 | 0.9572 | 102 | Derived in the Inputs.Wind Sheet
[5 empty] | Tower Height (m) | 94.4922 | 96.4773 | 98.5868 | 100.8207 | 103.179 | 105.6617 | 108.2688 | 111.0003 | 113.8562 | 116.8365 | 119.9412 | 123.1703 | 126.5238 | 130.0017 | 103 | Derived in the Inputs.Wind Sheet
|  |  |  | Balance of System Costs | [15 empty] | 104
[5 empty] | Development (CA$M/turbine) | 0.076795 | 0.078104 | 0.07944 | 0.080802 | 0.082192 | 0.083609 | 0.085055 | 0.086529 | 0.088033 | 0.089567 | 0.091132 | 0.092728 | 0.094356 | 0.096017 | 105
[5 empty] | Engineering and project management (CA$M/turbine) | 0.045758 | 0.046559 | 0.047376 | 0.048209 | 0.049059 | 0.049925 | 0.050809 | 0.051711 | 0.052631 | 0.053569 | 0.054526 | 0.055502 | 0.056498 | 0.057514 | 106 | Derived in the Inputs.Wind Sheet
[5 empty] | Foundation (CA$M/turbine) | 0.32725 | 0.32856 | 0.32989 | 0.33126 | 0.33265 | 0.33406 | 0.33551 | 0.33698 | 0.33849 | 0.34002 | 0.34158 | 0.34318 | 0.34481 | 0.34647 | 107 | Derived in the Inputs.Wind Sheet
[5 empty] | Site access and staging (CA$M/turbine) | 0.17057 | 0.17057 | 0.17057 | 0.17057 | 0.17057 | 0.17057 | 0.17057 | 0.17057 | 0.17057 | 0.17057 | 0.17057 | 0.17057 | 0.17057 | 0.17057 | 108 | Derived in the Inputs.Wind Sheet
[5 empty] | Assembly and installation (CA$M/turbine) | 0.17583 | 0.17698 | 0.17814 | 0.17933 | 0.18054 | 0.18178 | 0.18304 | 0.18433 | 0.18564 | 0.18698 | 0.18835 | 0.18974 | 0.19116 | 0.19261 | 109 | Derived in the Inputs.Wind Sheet
[5 empty] | Electrical infrastructure (CA$M/turbine) | 0.55862 | 0.55862 | 0.55862 | 0.55862 | 0.55862 | 0.55862 | 0.55862 | 0.55862 | 0.55862 | 0.55862 | 0.55862 | 0.55862 | 0.55862 | 0.55862 | 110 | Derived in the Inputs.Wind Sheet
|  |  | OPEX Component Cost Breakdown | [16 empty] | 111
[5 empty] | Turbine O&M ($M/turbine) | 0.10806 | 0.10702 | 0.10598 | 0.10494 | 0.10391 | 0.10287 | 0.10183 | 0.10079 | 0.099757 | 0.099009 | 0.098261 | 0.097513 | 0.096765 | 0.096016 | 112 | Derived in the Inputs.Wind Sheet
[5 empty] | BOP O&M ($M/turbine) | 0.031508 | 0.031206 | 0.030903 | 0.030601 | 0.030298 | 0.029996 | 0.029693 | 0.029391 | 0.029088 | 0.02887 | 0.028652 | 0.028434 | 0.028216 | 0.027998 | 113 | Derived in the Inputs.Wind Sheet
[5 empty] | Asset Management O&M ($M/turbine) | 0.061551 | 0.06096 | 0.060369 | 0.059778 | 0.059187 | 0.058596 | 0.058006 | 0.057415 | 0.056824 | 0.056398 | 0.055971 | 0.055545 | 0.055119 | 0.054693 | 114 | Derived in the Inputs.Wind Sheet
[5 empty] | Land Lease ($2022/turbine) | 15000 | 15000 | 15000 | 15000 | 15000 | 15000 | 15000 | 15000 | 15000 | 15000 | 15000 | 15000 | 15000 | 15000 | 115 | Derived in the Inputs.Wind Sheet
[5 empty] | Property Tax ($2022/kW-year) | 1.2 | 1.2 | 1.2 | 1.2 | 1.2 | 1.2 | 1.2 | 1.2 | 1.2 | 1.2 | 1.2 | 1.2 | 1.2 | 1.2 | 116 | Derived in the Inputs.Wind Sheet
[5 empty] | Administration Related Costs ($2022/kW-year) | 1.27 | 1.27 | 1.27 | 1.27 | 1.27 | 1.27 | 1.27 | 1.27 | 1.27 | 1.27 | 1.27 | 1.27 | 1.27 | 1.27 | 117 | Derived in the Inputs.Wind Sheet
118
|  |  | Energy Storage Component Unit Costs | [16 empty] | 119
|  |  |  | CAPEX Component Cost Breakdown | [15 empty] | 120
[5 empty] | Battery Pack Costs ($/kWh) | 227 | 205.3821 | 190.0439 | 178.1467 | 168.426 | 160.2072 | 153.0878 | 146.8081 | 141.1906 | 136.109 | 131.4699 | 127.2023 | 123.2512 | 119.5727 | 121 | Derived in the Inputs.ES Sheet
[5 empty] | Battery Inverter Costs ($/kWac) | 92 | 88.6249 | 86.2302 | 84.3727 | 82.8551 | 81.5719 | 80.4604 | 79.4799 | 78.6029 | 77.8095 | 77.0852 | 76.419 | 75.8021 | 75.2278 | 122 | Derived in the Inputs.ES Sheet
[5 empty] | Electrical BOS ($/kWh) | 14 | 13.3723 | 13.0052 | 12.7446 | 12.5426 | 12.3775 | 12.2379 | 12.117 | 12.0103 | 11.9149 | 11.8286 | 11.7498 | 11.6773 | 11.6102 | 123 | Derived in the Inputs.ES Sheet
[5 empty] | Structural BOS Costs ($/kWh) | 32 | 30.3105 | 29.3222 | 28.621 | 28.077 | 27.6326 | 27.2569 | 26.9314 | 26.6443 | 26.3875 | 26.1552 | 25.9431 | 25.748 | 25.5674 | 124 | Derived in the Inputs.ES Sheet
[5 empty] | Rental Equipment ($/m2) | 11.7 | 11.7 | 11.7 | 11.7 | 11.7 | 11.7 | 11.7 | 11.7 | 11.7 | 11.7 | 11.7 | 11.7 | 11.7 | 11.7 | 125 | Derived in the Inputs.ES Sheet
[5 empty] | Direct installation labor hours | 684000 | 636471.2991 | 595118.6441 | 558811.6711 | 526680 | 498042.5532 | 472358.7444 | 449194.0299 | 428195.122 | 409071.8447 | 391583.6431 | 375529.4118 | 360739.726 | 334400 | 126 | Derived in the Inputs.ES Sheet
[5 empty] | Labour Wages | 32.5701 | 33.2231 | 33.8891 | 34.5685 | 35.2615 | 35.9685 | 36.6895 | 37.4251 | 38.1754 | 38.9407 | 39.7214 | 40.5177 | 41.33 | 42.1585 | 127 | Derived in the Inputs.ES Sheet
[5 empty] | Battery Footprint Density (MWh/m2) | 0.13333 | 0.14329 | 0.15325 | 0.1632 | 0.17316 | 0.18312 | 0.19307 | 0.20303 | 0.21299 | 0.22294 | 0.2329 | 0.24286 | 0.25281 | 0.27273 | 128 | Derived in the Inputs.ES Sheet
|  |  |  | OPEX Component Cost Breakdown | [15 empty] | 129
[5 empty] | Fixed O&M ($/kW-year) | 12 | 10.4836 | 9.5966 | 8.9673 | 8.4791 | 8.0802 | 7.743 | 7.4509 | 7.1932 | 6.9627 | 6.7542 | 6.5639 | 6.3888 | 6.2266 | 130 | Derived in the Inputs.ES Sheet
[5 empty] | Land Lease and Property Taxes ($/kWdc-year) | 13 | 13 | 13 | 13 | 13 | 13 | 13 | 13 | 13 | 13 | 13 | 13 | 13 | 13 | 131 | Derived in the Inputs.ES Sheet
[5 empty] | Administration Costs ($/kWdc-year) | 1.27 | 1.27 | 1.27 | 1.27 | 1.27 | 1.27 | 1.27 | 1.27 | 1.27 | 1.27 | 1.27 | 1.27 | 1.27 | 1.27 | 132 | Derived in the Inputs.ES Sheet
133
|  |  | Energy Storage | [16 empty] | 134
|  |  |  | Capacity Factor | [15 empty] | 135
[5 empty] | Energy Capacity | 960 | 960 | 960 | 960 | 960 | 960 | 960 | 960 | 960 | 960 | 960 | 960 | 960 | 960 | 136
[5 empty] | Number of Cycles per year | 300 | 300 | 300 | 300 | 300 | 300 | 300 | 300 | 300 | 300 | 300 | 300 | 300 | 300 | 137
[5 empty] | Average Rated Capacity | 91% | 91% | 91% | 91% | 91% | 91% | 91% | 91% | 91% | 91% | 91% | 91% | 91% | 91% | 138
[5 empty] | RTE | 83.22% | 83.44% | 83.67% | 83.89% | 84.11% | 84.33% | 84.56% | 84.78% | 85% | 85.22% | 85.44% | 85.67% | 85.89% | 86.11% | 139
[5 empty] | Losses (MWh) | 48320 | 47680 | 47040 | 46400 | 45760 | 45120 | 44480 | 43840 | 43200 | 42560 | 41920 | 41280 | 40640 | 40000 | 140
[5 empty] | Wind Generation (MWh) | 700800 | 700800 | 700800 | 700800 | 700800 | 700800 | 700800 | 700800 | 700800 | 700800 | 700800 | 700800 | 700800 | 700800 | 141
[5 empty] | Actual Generation Capacity (MWh) | 652480 | 653120 | 653760 | 654400 | 655040 | 655680 | 656320 | 656960 | 657600 | 658240 | 658880 | 659520 | 660160 | 660800 | 142
[5 empty] | Corrected Capacity Factor | 37.24% | 37.28% | 37.32% | 37.35% | 37.39% | 37.42% | 37.46% | 37.5% | 37.53% | 37.57% | 37.61% | 37.64% | 37.68% | 37.72% | 143
144
|  |  | Levelized Cost Calculation | [16 empty] | 145
[5 empty] | Capital Recovery Factor | 17.91% | 17.91% | 17.91% | 17.91% | 17.91% | 17.91% | 17.91% | 17.91% | 17.91% | 17.91% | 17.91% | 17.91% | 17.91% | 17.91% | 146 | A capital recovery factor is the ratio of a constant annuity to the present value of receiving that annuity for a given length of time.
[5 empty] | Total Net Present Cost ($/kW) | 7388.9791 | 7031.1851 | 6700.8578 | 6430.8748 | 6152.0263 | 5991.001 | 5835.047 | 5660.111 | 5507.1592 | 5335.9405 | 5242.9035 | 5067.3536 | 4967.9945 | 4819.4378 | 147 | Net Present Costs assume upfront Overnight costs + Capital Financing Costs + Opex Costs
[5 empty] | Total Lifetime Energy Production (kWh/kW) | 63944.4799 | 65313.3993 | 65377.4007 | 66712.0408 | 66777.2849 | 68078.5718 | 69346.2352 | 69413.8571 | 70649.9796 | 70718.7387 | 71924.1726 | 71994.0358 | 73169.6107 | 76371.2066 | 148 | Lifetime energy production assumes system degradation
[5 empty] | LCOE | 0.11555 | 0.10765 | 0.1025 | 0.096398 | 0.092128 | 0.088001 | 0.084144 | 0.081542 | 0.07795 | 0.075453 | 0.072895 | 0.070386 | 0.067897 | 0.063105 | 149 | LCOE = Total Net Present Cost ($/kW) / Total Lifetime Energy Production (kWh/kW)

## Gas.Peaker.Costs
Gas Peaker Cost Forecast for Ontario
Renewable Cost Forecast
Go to Table of Contents
[5 empty] | 2022 | 2023 | 2024 | 2025 | 2026 | 2027 | 2028 | 2029 | 2030 | 2031 | 2032 | 2033 | 2034 | 2035 |  | Approach
Results - Ontario Real 2022$CA
|  |  |  | Capex ($/kW) | 1571.5778 | 1557.5637 | 1521.5275 | 1493.4994 | 1477.4833 | 1457.4632 | 1445.4511 | 1433.4391 | 1425.431 | 1415.421 | 1407.413 | 1399.4049 | 1393.3989 | 1385.3909 | 1 | Capex levelized over the MWac capacity
|  |  |  | OPEX ($/kW-yr) | 194.246 | 196.0738 | 198.0297 | 200.0632 | 201.7577 | 203.1133 | 204.1301 | 204.8079 | 205.1468 | 205.1468 | 205.1468 | 205.1468 | 205.1468 | 205.1468 | 2 | Opex levelized over the MWac capacity
|  |  |  | LCOE ($/kWh) | 0.23392 | 0.23469 | 0.23446 | 0.2347 | 0.23526 | 0.23535 | 0.23557 | 0.23551 | 0.23538 | 0.23489 | 0.23449 | 0.23409 | 0.23379 | 0.23339 | 3 | Calculated Below
4
| System Specifications- Canada | [17 empty] | 5
|  |  |  | System Power Rating (MW) | 100 | 100 | 100 | 100 | 100 | 100 | 100 | 100 | 100 | 100 | 100 | 100 | 100 | 100 | 6 | User Input
|  |  |  | Project Life | 25 | 25 | 25 | 25 | 25 | 25 | 25 | 25 | 25 | 25 | 25 | 25 | 25 | 25 | 7 | Derived in the Inputs.Gas.Peaker Sheet
|  |  |  | Capacity Factor | 15% | 15% | 15% | 15% | 15% | 15% | 15% | 15% | 15% | 15% | 15% | 15% | 15% | 15% | 8 | User Input
9
| Total System Costs | [17 empty] | 10
|  |  |  | Total CAPEX (2022 CA$M) | 157.1578 | 155.7564 | 152.1528 | 149.3499 | 147.7483 | 145.7463 | 144.5451 | 143.3439 | 142.5431 | 141.5421 | 140.7413 | 139.9405 | 139.3399 | 138.5391 | 11 | Total Equipment Costs
|  |  |  | Annual OPEX (2022 CA$M) | 19.4246 | 19.6074 | 19.803 | 20.0063 | 20.1758 | 20.3113 | 20.413 | 20.4808 | 20.5147 | 20.5147 | 20.5147 | 20.5147 | 20.5147 | 20.5147 | 12 | Fixed O&M + Variable O&M + Fuel Costs + Carbon Tax
13
| System Cost Breakdown | [17 empty] | 14
|  | CAPEX (2022$M) - Canada | [16 empty] | 15
|  |  |  | Equipment Costs (2022$M) | 157.1578 | 155.7564 | 152.1528 | 149.3499 | 147.7483 | 145.7463 | 144.5451 | 143.3439 | 142.5431 | 141.5421 | 140.7413 | 139.9405 | 139.3399 | 138.5391 | 16 | Calcualted
|  |  |  | Fixed O&M Costs (2022$M) | 3.8349 | 3.8349 | 3.8349 | 3.8349 | 3.8349 | 3.8349 | 3.8349 | 3.8349 | 3.8349 | 3.8349 | 3.8349 | 3.8349 | 3.8349 | 3.8349 | 17 | Calcualted
|  |  |  | Variable O&M Costs (2022$M) | 0.35993 | 0.35993 | 0.35993 | 0.35993 | 0.35993 | 0.35993 | 0.35993 | 0.35993 | 0.35993 | 0.35993 | 0.35993 | 0.35993 | 0.35993 | 0.35993 | 18 | Calcualted
|  |  |  | Fuel Costs ($2022M) | 4.927 | 4.8386 | 4.797 | 4.797 | 4.797 | 4.797 | 4.797 | 4.797 | 4.797 | 4.797 | 4.797 | 4.797 | 4.797 | 4.797 | 19 | Calcualted
|  |  |  | Carbon Tax ($2022M) | 10.3028 | 10.5739 | 10.8111 | 11.0145 | 11.1839 | 11.3195 | 11.4212 | 11.489 | 11.5228 | 11.5228 | 11.5228 | 11.5228 | 11.5228 | 11.5228 | 20 | Calcualted
21
| Component Unit Costs | [17 empty] | 22
|  |  |  | Upfront Capital Costs ($/kW) | 1571.5778 | 1557.5637 | 1521.5275 | 1493.4994 | 1477.4833 | 1457.4632 | 1445.4511 | 1433.4391 | 1425.431 | 1415.421 | 1407.413 | 1399.4049 | 1393.3989 | 1385.3909 | 23 | Derived in the Inputs.Gas.Peaker Sheet
|  |  |  | Fixed O&M Costs ($/kW-yr) | 38.3492 | 38.3492 | 38.3492 | 38.3492 | 38.3492 | 38.3492 | 38.3492 | 38.3492 | 38.3492 | 38.3492 | 38.3492 | 38.3492 | 38.3492 | 38.3492 | 24 | Derived in the Inputs.Gas.Peaker Sheet
|  |  |  | Variable O&M Costs ($/MWh) | 2.7392 | 2.7392 | 2.7392 | 2.7392 | 2.7392 | 2.7392 | 2.7392 | 2.7392 | 2.7392 | 2.7392 | 2.7392 | 2.7392 | 2.7392 | 2.7392 | 25 | Derived in the Inputs.Gas.Peaker Sheet
|  |  |  | Fuel Costs ($/MMBtu) | 3.8576 | 3.7884 | 3.7558 | 3.7558 | 3.7558 | 3.7558 | 3.7558 | 3.7558 | 3.7558 | 3.7558 | 3.7558 | 3.7558 | 3.7558 | 3.7558 | 26 | Derived in the Inputs.Gas.Peaker Sheet
|  |  |  | Fuel Costs ($/MWh) | 37.4959 | 36.8236 | 36.5067 | 36.5067 | 36.5067 | 36.5067 | 36.5067 | 36.5067 | 36.5067 | 36.5067 | 36.5067 | 36.5067 | 36.5067 | 36.5067 | 27 | Derived in the Inputs.Gas.Peaker Sheet
|  |  |  | Capacity Factor | 15% | 15% | 15% | 15% | 15% | 15% | 15% | 15% | 15% | 15% | 15% | 15% | 15% | 15% | 28 | User Input
|  |  |  | Annual Generation (MWh) | 131400 | 131400 | 131400 | 131400 | 131400 | 131400 | 131400 | 131400 | 131400 | 131400 | 131400 | 131400 | 131400 | 131400 | 29 | Calcualted
|  |  |  | Annual Carbon Tax ($/ton) | 152 | 156 | 159.5 | 162.5 | 165 | 167 | 168.5 | 169.5 | 170 | 170 | 170 | 170 | 170 | 170 | 30 | Derived in the Inputs.Gas.Peaker Sheet
31
|  |  | Levelized Cost Calculation | [15 empty] | 32
|  |  |  | Capital Recovery Factor | 17.91% | 17.91% | 17.91% | 17.91% | 17.91% | 17.91% | 17.91% | 17.91% | 17.91% | 17.91% | 17.91% | 17.91% | 17.91% | 17.91% | 33 | A capital recovery factor is the ratio of a constant annuity to the present value of receiving that annuity for a given length of time.
|  |  |  | Total Net Present Cost ($/kW) | 5081.6914 | 5098.3675 | 5093.4625 | 5098.566 | 5110.7559 | 5112.7151 | 5117.4314 | 5116.2464 | 5113.4892 | 5102.6659 | 5094.0072 | 5085.3486 | 5078.8546 | 5070.196 | 34 | Net Present Costs assume upfront Overnight costs + Capital Financing Costs + Opex Costs
|  |  |  | Total Lifetime Energy Production (kWh/kW) | 21724.0503 | 21724.0503 | 21724.0503 | 21724.0503 | 21724.0503 | 21724.0503 | 21724.0503 | 21724.0503 | 21724.0503 | 21724.0503 | 21724.0503 | 21724.0503 | 21724.0503 | 21724.0503 | 35 | Lifetime energy production assumes system degradation
|  |  |  | LCOE | 0.23392 | 0.23469 | 0.23446 | 0.2347 | 0.23526 | 0.23535 | 0.23557 | 0.23551 | 0.23538 | 0.23489 | 0.23449 | 0.23409 | 0.23379 | 0.23339 | 36 | LCOE = Total Net Present Cost ($/kW) / Total Lifetime Energy Production (kWh/kW)

## CCGT.Costs
Combined Cycle Cost Forecast for Ontario
Renewable Cost Forecast
Go to Table of Contents
[5 empty] | 2022 | 2023 | 2024 | 2025 | 2026 | 2027 | 2028 | 2029 | 2030 | 2031 | 2032 | 2033 | 2034 | 2035 |  | Approach
Results - Ontario Real 2022$CA
|  |  |  | Capex ($/kW) | 1816.684 | 1806.397 | 1781.7082 | 1765.249 | 1752.9046 | 1738.5028 | 1728.2158 | 1717.9288 | 1711.7566 | 1701.4696 | 1695.2974 | 1687.0678 | 1680.8956 | 1672.666 | 1 | Capex levelized over the MWac capacity
|  |  |  | OPEX ($/kW-yr) | 621.61 | 630.143 | 638.5425 | 646.6762 | 653.4544 | 658.8769 | 662.9438 | 665.655 | 667.0107 | 667.0107 | 667.0107 | 667.0107 | 667.0107 | 667.0107 | 2 | Opex levelized over the MWac capacity
|  |  |  | LCOE ($/kWh) | 0.14717 | 0.14875 | 0.15013 | 0.15155 | 0.15276 | 0.15366 | 0.15435 | 0.15477 | 0.15496 | 0.15483 | 0.15476 | 0.15465 | 0.15458 | 0.15448 | 3 | Calculated Below
4
| System Specifications- Canada | [17 empty] | 5
|  |  |  | System Power Rating (MW) | 100 | 100 | 100 | 100 | 100 | 100 | 100 | 100 | 100 | 100 | 100 | 100 | 100 | 100 | 6 | User Input
|  |  |  | Project Life | 25 | 25 | 25 | 25 | 25 | 25 | 25 | 25 | 25 | 25 | 25 | 25 | 25 | 25 | 7 | Derived in the Inputs.Gas.Peaker Sheet
|  |  |  | Capacity Factor | 60% | 60% | 60% | 60% | 60% | 60% | 60% | 60% | 60% | 60% | 60% | 60% | 60% | 60% | 8 | User Input
9
| Total System Costs | [17 empty] | 10
|  |  |  | Total CAPEX (2022 CA$M) | 181.6684 | 180.6397 | 178.1708 | 176.5249 | 175.2905 | 173.8503 | 172.8216 | 171.7929 | 171.1757 | 170.147 | 169.5297 | 168.7068 | 168.0896 | 167.2666 | 11 | Total Equipment Costs
|  |  |  | Annual OPEX (2022 CA$M) | 62.161 | 63.0143 | 63.8542 | 64.6676 | 65.3454 | 65.8877 | 66.2944 | 66.5655 | 66.7011 | 66.7011 | 66.7011 | 66.7011 | 66.7011 | 66.7011 | 12 | Fixed O&M + Variable O&M + Fuel Costs + Carbon Tax
13
| System Cost Breakdown | [17 empty] | 14
|  | CAPEX (2022$M) - Canada | [16 empty] | 15
|  |  |  | Equipment Costs (2022$M) | 181.6684 | 180.6397 | 178.1708 | 176.5249 | 175.2905 | 173.8503 | 172.8216 | 171.7929 | 171.1757 | 170.147 | 169.5297 | 168.7068 | 168.0896 | 167.2666 | 16 | Calcualted
|  |  |  | Fixed O&M Costs (2022$M) | 3.9946 | 3.9946 | 3.9946 | 3.9946 | 3.9946 | 3.9946 | 3.9946 | 3.9946 | 3.9946 | 3.9946 | 3.9946 | 3.9946 | 3.9946 | 3.9946 | 17 | Calcualted
|  |  |  | Variable O&M Costs (2022$M) | 4.06 | 4.06 | 4.06 | 4.06 | 4.06 | 4.06 | 4.06 | 4.06 | 4.06 | 4.06 | 4.06 | 4.06 | 4.06 | 4.06 | 18 | Calcualted
|  |  |  | Fuel Costs ($2022M) | 12.8953 | 12.664 | 12.5551 | 12.5551 | 12.5551 | 12.5551 | 12.5551 | 12.5551 | 12.5551 | 12.5551 | 12.5551 | 12.5551 | 12.5551 | 12.5551 | 19 | Calcualted
|  |  |  | Carbon Tax ($2022M) | 41.2111 | 42.2956 | 43.2446 | 44.058 | 44.7358 | 45.278 | 45.6847 | 45.9558 | 46.0914 | 46.0914 | 46.0914 | 46.0914 | 46.0914 | 46.0914 | 20 | Calcualted
21
| Component Unit Costs | [17 empty] | 22
|  |  |  | Upfront Capital Costs ($/kW) | 1816.684 | 1806.397 | 1781.7082 | 1765.249 | 1752.9046 | 1738.5028 | 1728.2158 | 1717.9288 | 1711.7566 | 1701.4696 | 1695.2974 | 1687.0678 | 1680.8956 | 1672.666 | 23 | Derived in the Inputs.Gas.Peaker Sheet
|  |  |  | Fixed O&M Costs ($/kW-yr) | 39.9464 | 39.9464 | 39.9464 | 39.9464 | 39.9464 | 39.9464 | 39.9464 | 39.9464 | 39.9464 | 39.9464 | 39.9464 | 39.9464 | 39.9464 | 39.9464 | 24 | Derived in the Inputs.Gas.Peaker Sheet
|  |  |  | Variable O&M Costs ($/MWh) | 7.7245 | 7.7245 | 7.7245 | 7.7245 | 7.7245 | 7.7245 | 7.7245 | 7.7245 | 7.7245 | 7.7245 | 7.7245 | 7.7245 | 7.7245 | 7.7245 | 25 | Derived in the Inputs.Gas.Peaker Sheet
|  |  |  | Fuel Costs ($/MMBtu) | 3.8576 | 3.7884 | 3.7558 | 3.7558 | 3.7558 | 3.7558 | 3.7558 | 3.7558 | 3.7558 | 3.7558 | 3.7558 | 3.7558 | 3.7558 | 3.7558 | 26 | Derived in the Inputs.Gas.Peaker Sheet
|  |  |  | Fuel Costs ($/MWh) | 24.5344 | 24.0945 | 23.8871 | 23.8871 | 23.8871 | 23.8871 | 23.8871 | 23.8871 | 23.8871 | 23.8871 | 23.8871 | 23.8871 | 23.8871 | 23.8871 | 27 | Derived in the Inputs.Gas.Peaker Sheet
|  |  |  | Capacity Factor | 60% | 60% | 60% | 60% | 60% | 60% | 60% | 60% | 60% | 60% | 60% | 60% | 60% | 60% | 28 | User Input
|  |  |  | Annual Generation (MWh) | 525600 | 525600 | 525600 | 525600 | 525600 | 525600 | 525600 | 525600 | 525600 | 525600 | 525600 | 525600 | 525600 | 525600 | 29 | Calcualted
|  |  |  | Annual Carbon Tax ($/ton) | 152 | 156 | 159.5 | 162.5 | 165 | 167 | 168.5 | 169.5 | 170 | 170 | 170 | 170 | 170 | 170 | 30 | Derived in the Inputs.Gas.Peaker Sheet
31
|  |  | Levelized Cost Calculation | [15 empty] | 32
|  |  |  | Capital Recovery Factor | 17.91% | 17.91% | 17.91% | 17.91% | 17.91% | 17.91% | 17.91% | 17.91% | 17.91% | 17.91% | 17.91% | 17.91% | 17.91% | 17.91% | 33 | A capital recovery factor is the ratio of a constant annuity to the present value of receiving that annuity for a given length of time.
|  |  |  | Total Net Present Cost ($/kW) | 12788.4647 | 12925.9269 | 13045.4942 | 13169.3324 | 13274.014 | 13352.8653 | 13412.5598 | 13448.6486 | 13465.5808 | 13454.458 | 13447.7844 | 13438.8862 | 13432.2125 | 13423.3143 | 34 | Net Present Costs assume upfront Overnight costs + Capital Financing Costs + Opex Costs
|  |  |  | Total Lifetime Energy Production (kWh/kW) | 86896.2014 | 86896.2014 | 86896.2014 | 86896.2014 | 86896.2014 | 86896.2014 | 86896.2014 | 86896.2014 | 86896.2014 | 86896.2014 | 86896.2014 | 86896.2014 | 86896.2014 | 86896.2014 | 35 | Lifetime energy production assumes system degradation
|  |  |  | LCOE | 0.14717 | 0.14875 | 0.15013 | 0.15155 | 0.15276 | 0.15366 | 0.15435 | 0.15477 | 0.15496 | 0.15483 | 0.15476 | 0.15465 | 0.15458 | 0.15448 | 36 | LCOE = Total Net Present Cost ($/kW) / Total Lifetime Energy Production (kWh/kW)

## Gas.Peaker.Costs (No Carb Tax)
Gas Peaker Cost Forecast for Ontario
Renewable Cost Forecast
Go to Table of Contents
[5 empty] | 2022 | 2023 | 2024 | 2025 | 2026 | 2027 | 2028 | 2029 | 2030 | 2031 | 2032 | 2033 | 2034 | 2035 |  | Approach
Results - Ontario Real 2022$CA
|  |  |  | Capex ($/kW) | 1571.5778 | 1557.5637 | 1521.5275 | 1493.4994 | 1477.4833 | 1457.4632 | 1445.4511 | 1433.4391 | 1425.431 | 1415.421 | 1407.413 | 1399.4049 | 1393.3989 | 1385.3909 | 1 | Capex levelized over the MWac capacity
|  |  |  | OPEX ($/kW-yr) | 91.2181 | 90.3347 | 89.9183 | 89.9183 | 89.9183 | 89.9183 | 89.9183 | 89.9183 | 89.9183 | 89.9183 | 89.9183 | 89.9183 | 89.9183 | 89.9183 | 2 | Opex levelized over the MWac capacity
|  |  |  | LCOE ($/kWh) | 0.15134 | 0.14993 | 0.1478 | 0.14641 | 0.14561 | 0.14462 | 0.14402 | 0.14342 | 0.14302 | 0.14252 | 0.14212 | 0.14173 | 0.14143 | 0.14103 | 3 | Calculated Below
4
| System Specifications- Canada | [17 empty] | 5
|  |  |  | System Power Rating (MW) | 100 | 100 | 100 | 100 | 100 | 100 | 100 | 100 | 100 | 100 | 100 | 100 | 100 | 100 | 6 | User Input
|  |  |  | Project Life | 25 | 25 | 25 | 25 | 25 | 25 | 25 | 25 | 25 | 25 | 25 | 25 | 25 | 25 | 7 | Derived in the Inputs.Gas.Peaker Sheet
|  |  |  | Capacity Factor | 15% | 15% | 15% | 15% | 15% | 15% | 15% | 15% | 15% | 15% | 15% | 15% | 15% | 15% | 8 | User Input
9
| Total System Costs | [17 empty] | 10
|  |  |  | Total CAPEX (2022 CA$M) | 157.1578 | 155.7564 | 152.1528 | 149.3499 | 147.7483 | 145.7463 | 144.5451 | 143.3439 | 142.5431 | 141.5421 | 140.7413 | 139.9405 | 139.3399 | 138.5391 | 11 | Total Equipment Costs
|  |  |  | Annual OPEX (2022 CA$M) | 9.1218 | 9.0335 | 8.9918 | 8.9918 | 8.9918 | 8.9918 | 8.9918 | 8.9918 | 8.9918 | 8.9918 | 8.9918 | 8.9918 | 8.9918 | 8.9918 | 12 | Fixed O&M + Variable O&M + Fuel Costs + Carbon Tax
13
| System Cost Breakdown | [17 empty] | 14
|  | CAPEX (2022$M) - Canada | [16 empty] | 15
|  |  |  | Equipment Costs (2022$M) | 157.1578 | 155.7564 | 152.1528 | 149.3499 | 147.7483 | 145.7463 | 144.5451 | 143.3439 | 142.5431 | 141.5421 | 140.7413 | 139.9405 | 139.3399 | 138.5391 | 16 | Calcualted
|  |  |  | Fixed O&M Costs (2022$M) | 3.8349 | 3.8349 | 3.8349 | 3.8349 | 3.8349 | 3.8349 | 3.8349 | 3.8349 | 3.8349 | 3.8349 | 3.8349 | 3.8349 | 3.8349 | 3.8349 | 17 | Calcualted
|  |  |  | Variable O&M Costs (2022$M) | 0.35993 | 0.35993 | 0.35993 | 0.35993 | 0.35993 | 0.35993 | 0.35993 | 0.35993 | 0.35993 | 0.35993 | 0.35993 | 0.35993 | 0.35993 | 0.35993 | 18 | Calcualted
|  |  |  | Fuel Costs ($2022M) | 4.927 | 4.8386 | 4.797 | 4.797 | 4.797 | 4.797 | 4.797 | 4.797 | 4.797 | 4.797 | 4.797 | 4.797 | 4.797 | 4.797 | 19 | Calcualted
|  |  |  | Carbon Tax ($2022M) | 0 | 0 | 0 | 0 | 0 | 0 | 0 | 0 | 0 | 0 | 0 | 0 | 0 | 0 | 20 | Calcualted
21
| Component Unit Costs | [17 empty] | 22
|  |  |  | Upfront Capital Costs ($/kW) | 1571.5778 | 1557.5637 | 1521.5275 | 1493.4994 | 1477.4833 | 1457.4632 | 1445.4511 | 1433.4391 | 1425.431 | 1415.421 | 1407.413 | 1399.4049 | 1393.3989 | 1385.3909 | 23 | Derived in the Inputs.Gas.Peaker Sheet
|  |  |  | Fixed O&M Costs ($/kW-yr) | 38.3492 | 38.3492 | 38.3492 | 38.3492 | 38.3492 | 38.3492 | 38.3492 | 38.3492 | 38.3492 | 38.3492 | 38.3492 | 38.3492 | 38.3492 | 38.3492 | 24 | Derived in the Inputs.Gas.Peaker Sheet
|  |  |  | Variable O&M Costs ($/MWh) | 2.7392 | 2.7392 | 2.7392 | 2.7392 | 2.7392 | 2.7392 | 2.7392 | 2.7392 | 2.7392 | 2.7392 | 2.7392 | 2.7392 | 2.7392 | 2.7392 | 25 | Derived in the Inputs.Gas.Peaker Sheet
|  |  |  | Fuel Costs ($/MMBtu) | 3.8576 | 3.7884 | 3.7558 | 3.7558 | 3.7558 | 3.7558 | 3.7558 | 3.7558 | 3.7558 | 3.7558 | 3.7558 | 3.7558 | 3.7558 | 3.7558 | 26 | Derived in the Inputs.Gas.Peaker Sheet
|  |  |  | Fuel Costs ($/MWh) | 37.4959 | 36.8236 | 36.5067 | 36.5067 | 36.5067 | 36.5067 | 36.5067 | 36.5067 | 36.5067 | 36.5067 | 36.5067 | 36.5067 | 36.5067 | 36.5067 | 27 | Derived in the Inputs.Gas.Peaker Sheet
|  |  |  | Capacity Factor | 15% | 15% | 15% | 15% | 15% | 15% | 15% | 15% | 15% | 15% | 15% | 15% | 15% | 15% | 28 | User Input
|  |  |  | Annual Generation (MWh) | 131400 | 131400 | 131400 | 131400 | 131400 | 131400 | 131400 | 131400 | 131400 | 131400 | 131400 | 131400 | 131400 | 131400 | 29 | Calcualted
|  |  |  | Annual Carbon Tax ($/ton) | [14 empty] | 30 | Derived in the Inputs.Gas.Peaker Sheet
31
|  |  | Levelized Cost Calculation | [15 empty] | 32
|  |  |  | Capital Recovery Factor | 17.91% | 17.91% | 17.91% | 17.91% | 17.91% | 17.91% | 17.91% | 17.91% | 17.91% | 17.91% | 17.91% | 17.91% | 17.91% | 17.91% | 33 | A capital recovery factor is the ratio of a constant annuity to the present value of receiving that annuity for a given length of time.
|  |  |  | Total Net Present Cost ($/kW) | 3287.6526 | 3257.1172 | 3210.9021 | 3180.5968 | 3163.2795 | 3141.6329 | 3128.645 | 3115.657 | 3106.9984 | 3096.1751 | 3087.5165 | 3078.8578 | 3072.3638 | 3063.7052 | 34 | Net Present Costs assume upfront Overnight costs + Capital Financing Costs + Opex Costs
|  |  |  | Total Lifetime Energy Production (kWh/kW) | 21724.0503 | 21724.0503 | 21724.0503 | 21724.0503 | 21724.0503 | 21724.0503 | 21724.0503 | 21724.0503 | 21724.0503 | 21724.0503 | 21724.0503 | 21724.0503 | 21724.0503 | 21724.0503 | 35 | Lifetime energy production assumes system degradation
|  |  |  | LCOE | 0.15134 | 0.14993 | 0.1478 | 0.14641 | 0.14561 | 0.14462 | 0.14402 | 0.14342 | 0.14302 | 0.14252 | 0.14212 | 0.14173 | 0.14143 | 0.14103 | 36 | LCOE = Total Net Present Cost ($/kW) / Total Lifetime Energy Production (kWh/kW)

## CCGT.Costs (No Carb Tax)
Combined Cycle Cost Forecast for Ontario
Renewable Cost Forecast
Go to Table of Contents
[5 empty] | 2022 | 2023 | 2024 | 2025 | 2026 | 2027 | 2028 | 2029 | 2030 | 2031 | 2032 | 2033 | 2034 | 2035 |  | Approach
Results - Ontario Real 2022$CA
|  |  |  | Capex ($/kW) | 1816.684 | 1806.397 | 1781.7082 | 1765.249 | 1752.9046 | 1738.5028 | 1728.2158 | 1717.9288 | 1711.7566 | 1701.4696 | 1695.2974 | 1687.0678 | 1680.8956 | 1672.666 | 1 | Capex levelized over the MWac capacity
|  |  |  | OPEX ($/kW-yr) | 209.4987 | 207.1866 | 206.0967 | 206.0967 | 206.0967 | 206.0967 | 206.0967 | 206.0967 | 206.0967 | 206.0967 | 206.0967 | 206.0967 | 206.0967 | 206.0967 | 2 | Opex levelized over the MWac capacity
|  |  |  | LCOE ($/kWh) | 0.064586 | 0.063995 | 0.063469 | 0.063265 | 0.063111 | 0.062932 | 0.062804 | 0.062676 | 0.062599 | 0.062471 | 0.062394 | 0.062292 | 0.062215 | 0.062113 | 3 | Calculated Below
4
| System Specifications- Canada | [17 empty] | 5
|  |  |  | System Power Rating (MW) | 100 | 100 | 100 | 100 | 100 | 100 | 100 | 100 | 100 | 100 | 100 | 100 | 100 | 100 | 6 | User Input
|  |  |  | Project Life | 25 | 25 | 25 | 25 | 25 | 25 | 25 | 25 | 25 | 25 | 25 | 25 | 25 | 25 | 7 | Derived in the Inputs.Gas.Peaker Sheet
|  |  |  | Capacity Factor | 60% | 60% | 60% | 60% | 60% | 60% | 60% | 60% | 60% | 60% | 60% | 60% | 60% | 60% | 8 | User Input
9
| Total System Costs | [17 empty] | 10
|  |  |  | Total CAPEX (2022 CA$M) | 181.6684 | 180.6397 | 178.1708 | 176.5249 | 175.2905 | 173.8503 | 172.8216 | 171.7929 | 171.1757 | 170.147 | 169.5297 | 168.7068 | 168.0896 | 167.2666 | 11 | Total Equipment Costs
|  |  |  | Annual OPEX (2022 CA$M) | 20.9499 | 20.7187 | 20.6097 | 20.6097 | 20.6097 | 20.6097 | 20.6097 | 20.6097 | 20.6097 | 20.6097 | 20.6097 | 20.6097 | 20.6097 | 20.6097 | 12 | Fixed O&M + Variable O&M + Fuel Costs + Carbon Tax
13
| System Cost Breakdown | [17 empty] | 14
|  | CAPEX (2022$M) - Canada | [16 empty] | 15
|  |  |  | Equipment Costs (2022$M) | 181.6684 | 180.6397 | 178.1708 | 176.5249 | 175.2905 | 173.8503 | 172.8216 | 171.7929 | 171.1757 | 170.147 | 169.5297 | 168.7068 | 168.0896 | 167.2666 | 16 | Calcualted
|  |  |  | Fixed O&M Costs (2022$M) | 3.9946 | 3.9946 | 3.9946 | 3.9946 | 3.9946 | 3.9946 | 3.9946 | 3.9946 | 3.9946 | 3.9946 | 3.9946 | 3.9946 | 3.9946 | 3.9946 | 17 | Calcualted
|  |  |  | Variable O&M Costs (2022$M) | 4.06 | 4.06 | 4.06 | 4.06 | 4.06 | 4.06 | 4.06 | 4.06 | 4.06 | 4.06 | 4.06 | 4.06 | 4.06 | 4.06 | 18 | Calcualted
|  |  |  | Fuel Costs ($2022M) | 12.8953 | 12.664 | 12.5551 | 12.5551 | 12.5551 | 12.5551 | 12.5551 | 12.5551 | 12.5551 | 12.5551 | 12.5551 | 12.5551 | 12.5551 | 12.5551 | 19 | Calcualted
|  |  |  | Carbon Tax ($2022M) | 0 | 0 | 0 | 0 | 0 | 0 | 0 | 0 | 0 | 0 | 0 | 0 | 0 | 0 | 20 | Calcualted
21
| Component Unit Costs | [17 empty] | 22
|  |  |  | Upfront Capital Costs ($/kW) | 1816.684 | 1806.397 | 1781.7082 | 1765.249 | 1752.9046 | 1738.5028 | 1728.2158 | 1717.9288 | 1711.7566 | 1701.4696 | 1695.2974 | 1687.0678 | 1680.8956 | 1672.666 | 23 | Derived in the Inputs.Gas.Peaker Sheet
|  |  |  | Fixed O&M Costs ($/kW-yr) | 39.9464 | 39.9464 | 39.9464 | 39.9464 | 39.9464 | 39.9464 | 39.9464 | 39.9464 | 39.9464 | 39.9464 | 39.9464 | 39.9464 | 39.9464 | 39.9464 | 24 | Derived in the Inputs.Gas.Peaker Sheet
|  |  |  | Variable O&M Costs ($/MWh) | 7.7245 | 7.7245 | 7.7245 | 7.7245 | 7.7245 | 7.7245 | 7.7245 | 7.7245 | 7.7245 | 7.7245 | 7.7245 | 7.7245 | 7.7245 | 7.7245 | 25 | Derived in the Inputs.Gas.Peaker Sheet
|  |  |  | Fuel Costs ($/MMBtu) | 3.8576 | 3.7884 | 3.7558 | 3.7558 | 3.7558 | 3.7558 | 3.7558 | 3.7558 | 3.7558 | 3.7558 | 3.7558 | 3.7558 | 3.7558 | 3.7558 | 26 | Derived in the Inputs.Gas.Peaker Sheet
|  |  |  | Fuel Costs ($/MWh) | 24.5344 | 24.0945 | 23.8871 | 23.8871 | 23.8871 | 23.8871 | 23.8871 | 23.8871 | 23.8871 | 23.8871 | 23.8871 | 23.8871 | 23.8871 | 23.8871 | 27 | Derived in the Inputs.Gas.Peaker Sheet
|  |  |  | Capacity Factor | 60% | 60% | 60% | 60% | 60% | 60% | 60% | 60% | 60% | 60% | 60% | 60% | 60% | 60% | 28 | User Input
|  |  |  | Annual Generation (MWh) | 525600 | 525600 | 525600 | 525600 | 525600 | 525600 | 525600 | 525600 | 525600 | 525600 | 525600 | 525600 | 525600 | 525600 | 29 | Calcualted
|  |  |  | Annual Carbon Tax ($/ton) | [14 empty] | 30 | Derived in the Inputs.Gas.Peaker Sheet
31
|  |  | Levelized Cost Calculation | [15 empty] | 32
|  |  |  | Capital Recovery Factor | 17.91% | 17.91% | 17.91% | 17.91% | 17.91% | 17.91% | 17.91% | 17.91% | 17.91% | 17.91% | 17.91% | 17.91% | 17.91% | 17.91% | 33 | A capital recovery factor is the ratio of a constant annuity to the present value of receiving that annuity for a given length of time.
|  |  |  | Total Net Present Cost ($/kW) | 5612.3094 | 5560.9255 | 5515.2523 | 5497.4559 | 5484.1086 | 5468.5368 | 5457.414 | 5446.2913 | 5439.6176 | 5428.4949 | 5421.8212 | 5412.923 | 5406.2494 | 5397.3512 | 34 | Net Present Costs assume upfront Overnight costs + Capital Financing Costs + Opex Costs
|  |  |  | Total Lifetime Energy Production (kWh/kW) | 86896.2014 | 86896.2014 | 86896.2014 | 86896.2014 | 86896.2014 | 86896.2014 | 86896.2014 | 86896.2014 | 86896.2014 | 86896.2014 | 86896.2014 | 86896.2014 | 86896.2014 | 86896.2014 | 35 | Lifetime energy production assumes system degradation
|  |  |  | LCOE | 0.064586 | 0.063995 | 0.063469 | 0.063265 | 0.063111 | 0.062932 | 0.062804 | 0.062676 | 0.062599 | 0.062471 | 0.062394 | 0.062292 | 0.062215 | 0.062113 | 36 | LCOE = Total Net Present Cost ($/kW) / Total Lifetime Energy Production (kWh/kW)

## Inputs_SC
Section 2
Resource Cost Forecast
Renewable Cost Forecast
Go to Table of Contents
Notes:

## Inputs.ES
Energy Storage Inputs
Renewable Cost Forecast
Go to Table of Contents
[5 empty] | 2020 | 2021 | 2022 | 2023 | 2024 | 2025 | 2026 | 2027 | 2028 | 2029 | 2030 | 2031 | 2032 | 2033 | 2034 | 2035
| Li-ion battery price ($/kWh) | [19 empty] | Notes | Additional Sources
Cost Estimates/ Sources (USD)
|  |  | The Battery Report 2021 (usrfiles.com) | [17 empty] | The costs were published in 2018; therefore need to take them with a grain of salt. Supply chain constraints will push prices up. Also, these costs are for passenger vehicles and therefore cannot be translated directly for stationary stroage. Prismatic cells should be the technology choice of the future given that major manufacturers are moving towards that - CATL and Tesla. | Cell format by manufacturer [https://cicenergigune.com/en/blog/format-battery-cell-manufacturers-prismatic-cylindrical-pouch#:~:text=Regarding%20Chinese%20battery%20manufacturers%2C%20CATL%20%28the%20world%C2%B4s%20largest,as%20Volkswagen%29%20both%20opt%20for%20the%20prismatic%20format.]
|  |  |  | Prismatic Cell Costs ($US 2018) | 2020: 100; 2027: 74; 2030: 67 | We will ignore the 2020 costs since they are not reflective of the current market cponditions
|  |  |  | Pouch Cell Costs ($US 2018) | 2020: 97; 2027: 70; 2030: 67 | Ignore Pouch and Cylindrical Cells
|  |  |  | Cylindrical Cell Costs ($US 2018) | 2020: 83; 2027: 68; 2030: 65
|  |  |  | CPI 2022: 2018 | 2020: 1.0859
|  |  |  | Prismatic Cell Costs Stationary Storage ($US 2022) | 2020: 157.8133; 2027: 116.7818; 2030: 105.7349
Lithium-ion Battery (LFP and NMC) ¦ PNNL
|  |  |  | LFP DC Block (100MW/4hrs) $US 2022 | 2021: 165; 2030: 108
|  |  |  | NMC DC Block (100MW/4hrs) $US 2022 | 2021: 195; 2030: 127
U.S. Solar Photovoltaic System and Energy Storage Cost Benchmarks, With Minimum Sustainable Price Analysis: Q1 2022 (nrel.gov)
|  |  |  | Minimum US$2021 | 2021: 137
|  |  |  | Maximum US$2021 | 2021: 165 | This is the minimum support price therefore may not be best reflection of the costs
Storage Futures Study: Storage Technology Modeling Input Data Report (nrel.gov)
|  |  |  | Cost Esclation Assumed for Stationary Storage | 2020: 1.4533 | The differences in prices are due to differences in the cell and pack design, and battery performance requirements. Since the BNEF Costs are for passenger vehicles an escalation is calculated for stationary storage applications.
Utility-Scale Battery Storage ¦ Electricity ¦ 2022 ¦ ATB ¦ NREL
|  |  |  | Advanced (US$2020/kWh) | 369.4564 | 309.3045 | 284.6592 | 260.0139 | 235.3685 | 210.7232 | 197.0882 | 183.4531 | 169.8181 | 156.1831 | 142.5481 | 140.7662 | 138.9844 | 137.2025 | 135.4207 | 133.6388
|  |  |  | Moderate (US$2020/kWh) | 369.4564 | 309.3045 | 282.0701 | 254.8358 | 229.5467 | 215.9296 | 202.3124 | 190.6405 | 178.9686 | 167.2968 | 157.5702 | 155.6492 | 153.6796 | 151.71 | 149.7403 | 147.7707
|  |  |  | Conservative (US$2020/kWh) | 369.4564 | 309.3045 | 300.7515 | 292.1985 | 283.6455 | 275.0925 | 269.2843 | 263.4762 | 257.668 | 251.8598 | 246.0516 | 246.0516 | 246.0516 | 246.0516 | 246.0516 | 246.0516
|  |  |  | Cost Declines |  | 100% | 91.19% | 82.39% | 74.21% | 69.81% | 65.41% | 61.64% | 57.86% | 54.09% | 50.94% | 50.32% | 49.69% | 49.05% | 48.41% | 47.78%
Order Megapack (tesla.com)
|  |  |  | Site: Michigan, Q1 2025, No Installation, 100 Megapacks, no Tax | 2020: 2- hr system; 2021: 4-hr system
|  |  |  | Energy (MWh) | 2020: 391.6; 2021: 385.4
|  |  |  | Power (MW) | 2020: 97; 2021: 192.7
|  |  |  | Total Price | 2020: 181844780; 2021: 192240560
|  |  |  | Power Price ($/MW) | 2020: 108628.8401
|  |  |  | Estimated Battery Prices ($/kWh) | 2020: 437.456; 2021: 444.4935
Price Forecast Ensemble ($US)
|  |  |  | BNEF/HIS Markit | 2027: 116.7818; 2030: 105.7349
|  |  |  | PNNL | 2021: 165; 2030: 108
|  |  |  | NREL | 2021: 166.0351
|  |  |  | ATB (Forecast pegged to US$2022 prices) |  | 165.5175 | 150.9437 | 136.3698 | 122.8369 | 115.55 | 108.263 | 102.0171 | 95.7712 | 89.5252 | 84.3203 | 83.2923 | 82.2383 | 81.1843 | 80.1303 | 79.0763
Locational Price Insights
Alberta Battery Cell Prices (CA$2022/kWh)
|  |  |  | Developer Adjustment | 2022: 220
|  |  |  | Average Alberta Battery Cell Prices (CA$2022/kWh) | 2022: 220
Ontario Battery Cell Prices (CA$2022/kWh)
|  |  |  | Developer Adjustment | 2022: 227
|  |  |  | Ontario Battery Cell Prices (CA$2022/kWh) | 2022: 227
Price Forecast Canada
|  |  |  | Average Cost Forecast ($2022 CAD) |  | 215.1728 | 196.2268 | 177.2807 | 159.688 | 150.215 | 140.742 | 142.2193 | 124.5025 | 116.3828 | 129.1572 | 108.28 | 106.9098 | 105.5396 | 104.1693 | 102.7991
|  |  |  | Canada Forecast (CA$2022) |  |  | 186.7386 | 168.9549 | 156.3371 | 146.5501 | 138.5534 | 131.7924 | 125.9357 | 120.7697 | 116.1486 | 111.9683 | 108.152 | 104.6413 | 101.3909 | 98.3649
|  |  |  | Alberta Forecast (CA$2022) |  |  | 220 | 199.0487 | 184.1835 | 172.6532 | 163.2322 | 155.2669 | 148.3671 | 142.281 | 136.8367 | 131.9118 | 127.4158 | 123.2798 | 119.4505 | 115.8854
|  |  |  | Ontario Forecast (CA$2022) |  |  | 227 | 205.3821 | 190.0439 | 178.1467 | 168.426 | 160.2072 | 153.0878 | 146.8081 | 141.1906 | 136.109 | 131.4699 | 127.2023 | 123.2512 | 119.5727
Battery Inverter Costs ($/kW)
Cost Estimates/ Sources (USD)
Lithium-ion Battery (LFP and NMC) ¦ PNNL
|  |  |  | LFP Power Equipment (100MW/4hrs) $US 2022 $/kW | 2021: 63.04; 2030: 55.77
|  |  |  | NMC Power Equipment (100MW/4hrs) $US 2022 $/kW | 2021: 84.65; 2030: 74.88
Storage Futures Study: Storage Technology Modeling Input Data Report (nrel.gov)
|  |  |  | Battery central inverter price (US$2018/kW ) | 2021: 60
Utility-Scale Battery Storage ¦ Electricity ¦ 2022 ¦ ATB ¦ NREL
|  |  |  | Advanced (US$2020/kW) |  | 238.2392 | 219.2563 | 200.2735 | 181.2906 | 162.3078 | 151.8055 | 141.3032 | 130.801 | 120.2987 | 109.7964 | 108.424 | 107.0515 | 105.6791 | 104.3066 | 102.9342
|  |  |  | Moderate (US$2020/kW) |  | 238.2392 | 242.5343 | 236.3651 | 248.5753 | 240.2586 | 247.6383 | 252.4688 | 252.0672 | 262.1298 | 264.4112 | 261.3563 | 258.0512 | 254.746 | 251.4409 | 248.1357
|  |  |  | Conservative (US$2020/kW) |  | 238.2392 | 231.6513 | 225.0634 | 218.4755 | 211.8877 | 207.414 | 202.9403 | 198.4666 | 193.9929 | 189.5192 | 189.5192 | 189.5192 | 189.5192 | 189.5192 | 189.5192
|  |  |  | Forecast |  | 100% | 97.23% | 94.47% | 91.7% | 88.94% | 87.06% | 85.18% | 83.31% | 81.43% | 79.55% | 79.55% | 79.55% | 79.55% | 79.55% | 79.55%
U.S. Solar Photovoltaic System and Energy Storage Cost Benchmarks, With Minimum Sustainable Price Analysis: Q1 2022 (nrel.gov)
|  |  |  | Bidirectional inverter price | 2021: 70
Solar Inverter Cost Declines
|  |  |  | Representative Cost Declines (Canada) |  |  | 97.23% | 85.24% | 78.22% | 73.24% | 69.38% | 66.22% | 63.56% | 61.25% | 59.21% | 57.38% | 55.73% | 54.23% | 52.84% | 51.56%
Price Forecast Ensemble ($US)
|  |  |  | PNNL | 2021: 73.845; 2030: 65.325
|  |  |  | NREL | 2021: 65
|  |  |  | ATB (Forecast pegged to US$2022 prices) |  | 69.4225 | 67.5028 | 65.5831 | 63.6634 | 61.7437 | 60.4401 | 59.1365 | 57.8328 | 56.5292 | 55.2256 | 55.2256 | 55.2256 | 55.2256 | 55.2256 | 55.2256
|  |  |  | Solar Inverter Cost Declines |  |  | 67.5028 | 65.5831 | 63.6634 | 61.7437 | 60.4401 | 59.1365 | 57.8328 | 56.5292 | 55.2256 | 55.2256 | 55.2256 | 55.2256 | 55.2256 | 55.2256
Locational Price Insights
Alberta Battery Inverter Costs (CA$2022/kW)
|  |  |  | Developer Adjustment | 2022: 87
|  |  |  | Average Alberta Battery Inverter Costs (CA$2022/kW) | 2022: 87
Ontario Battery Inverter Costs (CA$2022/kW)
|  |  |  | Developer Adjustment | 2022: 92
|  |  |  | Ontario Battery Inverter Costs (CA$2022/kW) | 2022: 92
Price Forecast Canada
|  |  |  | Average Cost Forecast ($2022 CAD) |  | 90.2493 | 87.7536 | 85.258 | 82.7624 | 80.2668 | 78.5721 | 76.8774 | 75.1827 | 73.488 | 76.1697 | 71.7933 | 71.7933 | 71.7933 | 71.7933 | 71.7933
|  |  |  | Canada Forecast (CA$2022) |  |  | 84.8703 | 81.7568 | 79.5476 | 77.8341 | 76.4341 | 75.2504 | 74.225 | 73.3205 | 72.5114 | 71.7796 | 71.1114 | 70.4968 | 69.9277 | 69.3979
|  |  |  | Alberta Forecast (CA$2022) |  |  | 87 | 83.8083 | 81.5438 | 79.7872 | 78.3521 | 77.1386 | 76.0875 | 75.1604 | 74.331 | 73.5807 | 72.8958 | 72.2658 | 71.6824 | 71.1393
|  |  |  | Ontario Forecast (CA$2022) |  |  | 92 | 88.6249 | 86.2302 | 84.3727 | 82.8551 | 81.5719 | 80.4604 | 79.4799 | 78.6029 | 77.8095 | 77.0852 | 76.419 | 75.8021 | 75.2278
Balance of System Costs
Cost Estimates/ Sources (USD)
Lithium-ion Battery (LFP and NMC) ¦ PNNL
|  |  |  | LFP DC Storage Electrical BOS (100MW/4hrs) $US 2022 $/kW | 2022: 38.47; 2030: 28.73 | PNNL Costs were too low compared to other sources. Maybe the cost allocation is not correct- Decided to ignore theses costs
|  |  |  | NMC DC Storage Electrical BOS (100MW/4hrs) $US 2022 $/kW | 2022: 37.5; 2030: 28
Storage Futures Study: Storage Technology Modeling Input Data Report (nrel.gov)
|  |  |  | Electrical BOS (US$2018/kW ) | 2020: 105
|  |  |  | Structural BOS (US$2018/kW) | 2020: 30
|  |  |  | Electrical BOS (US$2022/kWh - 4 hour system) | 2022: 28.5041 | Converted the costs from 2018 to 2022; Divided by 4 to get the $/kWh costs
|  |  |  | Structural BOS (US$2022/kWh - 4-hour system) | 2022: 8.144 | Converted the costs from 2018 to 2022; Divided by 4 to get the $/kWh costs
U.S. Solar Photovoltaic System and Energy Storage Cost Benchmarks, With Minimum Sustainable Price Analysis: Q1 2022 (nrel.gov)
|  |  |  | Electrical BOS (US$2020/m2) | 2020: 5957
|  |  |  | Structural BOS (US$2020/m2) | 2020: 488
|  |  |  | Battery size per container (kWh/m2) | 2020: 133.3333
|  |  |  | Electrical BOS (US$2022/kWh - 4-hour system) | 2022: 47.0699
|  |  |  | Structural BOS (US$2022/kWh - 4-hour system) | 2022: 3.856
|  |  |  | Average Electrical BOS (US$2022/kWh - 4-hour system) | 2022: 37.787
|  |  |  | Average Structural BOS (US$2022/kWh - 4-hour system) | 2022: 6
Price Forecast Ensemble ($US)
|  |  |  | PNNL - Electrical BOS (US$2022/kWh - 4-hour system) | 2022: 37.787; 2030: 28.2172
|  |  |  | Solar - Electrical BOS Price Forecast (US$2022/kWh - 4-hour system) |  |  | 37.787 | 35.8507 | 34.718 | 33.9143 | 33.291 | 32.7817 | 32.351 | 31.978 | 31.649 | 31.3546 | 31.0884 | 30.8453 | 30.6217 | 30.4147
|  |  |  | PNNL - Structural BOS (US$2022/kWh - 4-hour system) | 2022: 6; 2030: 4.4805
|  |  |  | Solar - Strucutral BOS Price Forecast (US$2022/kWh - 4-hour system) |  |  | 6 | 5.7435 | 5.5935 | 5.487 | 5.4044 | 5.337 | 5.2799 | 5.2305 | 5.1869 | 5.1479 | 5.1127 | 5.0805 | 5.0508 | 5.0234
Locational Price Insights
|  |  |  | Alberta Prices (CA$2022/m2) | 2023: Struc BOS; 2024: Elect BOS
[5 empty] | Developer Adjustment |  |  | 28 | 13
[5 empty] | Average Alberta Prices (CA$2022/m2) |  |  | 28 | 13
Ontario Prices (CA$2022/m2)
[5 empty] | Developer Adjustment |  |  | 32 | 14
[5 empty] | Ontario Prices (CA$2022/m2) |  |  | 32 | 14
Price Forecast Canada
|  |  |  | Average Electrical BOS Price Forecast |  |  | 37.787 | 35.8507 | 34.718 | 33.9143 | 33.291 | 32.7817 | 32.351 | 31.978 | 29.9331 | 31.3546 | 31.0884 | 30.8453 | 30.6217 | 30.4147
|  |  |  | Average Strucutral BOS Price Forecast |  |  | 6 | 5.7435 | 5.5935 | 5.487 | 5.4044 | 5.337 | 5.2799 | 5.2305 | 4.8337 | 5.1479 | 5.1127 | 5.0805 | 5.0508 | 5.0234
Canada Forecast (CA$2022)
|  |  |  | Structural BOS (CA$2022/kWh) |  |  | 48.6577 | 46.0887 | 44.5859 | 43.5197 | 42.6926 | 42.0169 | 41.4456 | 40.9507 | 40.5141 | 40.1236 | 39.7704 | 39.4479 | 39.1512 | 38.8766
|  |  |  | Electrical BOS (CA$2022/kWh) |  |  | 7.7198 | 7.3737 | 7.1712 | 7.0276 | 6.9161 | 6.8251 | 6.7481 | 6.6815 | 6.6226 | 6.57 | 6.5224 | 6.479 | 6.439 | 6.402
Alberta Forecast (CA$2022)
|  |  |  | Structural BOS (CA$2022/kWh) |  |  | 28 | 26.5217 | 25.6569 | 25.0433 | 24.5674 | 24.1786 | 23.8498 | 23.565 | 23.3138 | 23.0891 | 22.8858 | 22.7002 | 22.5295 | 22.3715
|  |  |  | Electrical BOS (CA$2022/kWh) |  |  | 13 | 12.4172 | 12.0762 | 11.8343 | 11.6467 | 11.4934 | 11.3638 | 11.2515 | 11.1524 | 11.0638 | 10.9837 | 10.9105 | 10.8432 | 10.7809
Ontario Forecast (CA$2022)
|  |  |  | Structural BOS (CA$2022/kWh) |  |  | 32 | 30.3105 | 29.3222 | 28.621 | 28.077 | 27.6326 | 27.2569 | 26.9314 | 26.6443 | 26.3875 | 26.1552 | 25.9431 | 25.748 | 25.5674
|  |  |  | Electrical BOS (CA$2022/kWh) |  |  | 14 | 13.3723 | 13.0052 | 12.7446 | 12.5426 | 12.3775 | 12.2379 | 12.117 | 12.0103 | 11.9149 | 11.8286 | 11.7498 | 11.6773 | 11.6102
Battery Cabinet Costs
Cost Estimates/ Sources (USD)
U.S. Solar Photovoltaic System and Energy Storage Cost Benchmarks, With Minimum Sustainable Price Analysis: Q1 2022 (nrel.gov)
|  |  |  | Battery cabinet (US$2021/kWh) | 2021: 270 | Includes battery packs, containers, thermal management system, and fire suppression system
|  |  |  | Battery cabinet (US$2022/kWh) | 2021: 284.458
|  |  |  | Battery cabinet (US$2022/kWh) ex battery pack | 2021: 118.4229
|  |  |  | Battery cabinet (US$2022/m2) ex battery pack | 2021: 15789.7233
|  |  |  | Battery cabinet (US$2022/m2) ex battery pack | 2021: 20526.6403 | 4MWh battery has a footprint of 30m2; therefore $/m2 of battery cabinet cost is calculated
|  |  |  | Battery Energy Densities (kWh/kg) |  |  | 220 | 236.4286 | 252.8571 | 269.2857 | 285.7143 | 302.1429 | 318.5714 | 335 | 351.4286 | 367.8571 | 384.2857 | 400.7143 | 417.1429 | 450
|  |  |  | Battery size per container (kWh/m2) |  |  | 133.3333 | 143.29 | 153.2468 | 163.2035 | 173.1602 | 183.1169 | 193.0736 | 203.0303 | 212.987 | 222.9437 | 232.9004 | 242.8571 | 252.8139 | 272.7273
|  |  |  | Battery Footprint (m2) |  |  | 3000 | 2791.5408 | 2610.1695 | 2450.9284 | 2310 | 2184.3972 | 2071.7489 | 1970.1493 | 1878.0488 | 1794.1748 | 1717.4721 | 1647.0588 | 1582.1918 | 1466.6667
ES O&M Cost Forecasts
Cost Estimates/ Sources (USD)
Lithium-ion Battery (LFP and NMC) ¦ PNNL
|  |  |  | Fixed O&M (US$2022/kW-year) | 2022: 4.59; 2030: 3.89
Storage Futures Study: Storage Technology Modeling Input Data Report (nrel.gov)
|  |  |  | Fixed O&M (US$2018/kW-year) | 2020: 10; 2022: 10.8587
|  |  |  | Variable O&M (US$2018/MWh) | 2020: 0.5125; 2022: 0.55651
Order Megapack (tesla.com)
|  |  |  | Site: Michigan, Q1 2025, No Installation, 100 Megapacks, no Tax | 2020: 2- hr system; 2021: 4-hr system
|  |  |  | Energy (MWh) | 2020: 391.6; 2021: 385.4
|  |  |  | Power (MW) | 2020: 97; 2021: 192.7
|  |  |  | Annual Maintenance | 2020: 485280; 2021: 485280
|  |  |  | O&M ($/kW-yr) | 2020: 5.8534; 2021: 2.9464
Escalation 2%
Utility-Scale Battery Storage ¦ Electricity ¦ 2022 ¦ ATB ¦ NREL
|  |  |  | Advanced (US$2020/kWh) | 43.1809 | 36.8864 | 33.9473 | 31.0082 | 28.0691 | 25.13 | 23.504 | 21.8779 | 20.2518 | 18.6258 | 16.9997 | 16.7872 | 16.5747 | 16.3622 | 16.1497 | 15.9372
|  |  |  | Moderate (US$2020/kWh) | 43.1809 | 36.8864 | 34.2704 | 31.3927 | 29.1691 | 27.5994 | 26.4222 | 25.3758 | 24.1985 | 23.2829 | 22.3673 | 22.0988 | 21.8192 | 21.5396 | 21.2601 | 20.9805
|  |  |  | Conservative (US$2020/kWh) | 43.1809 | 36.8864 | 35.8664 | 34.8464 | 33.8264 | 32.8064 | 32.1138 | 31.4211 | 30.7285 | 30.0358 | 29.3431 | 29.3431 | 29.3431 | 29.3431 | 29.3431 | 29.3431
|  |  |  | Cost Declines (Pegged to Tesla) (US$2022/kW) |  |  | 5.8534 | 5.3619 | 4.9821 | 4.714 | 4.5129 | 4.3342 | 4.1331 | 3.9767 | 3.8203 | 3.7745 | 3.7267 | 3.679 | 3.6312 | 3.5835
Price Forecast Ensemble ($US)
|  |  |  | PNNL | 2022: 4.59; 2030: 3.89
|  |  |  | SFS - NREL | 2022: 10.8587
|  |  |  | ATB (Pegged to Tesla) |  |  | 5.8534 | 5.3619 | 4.9821 | 4.714 | 4.5129 | 4.3342 | 4.1331 | 3.9767 | 3.8203 | 3.7745 | 3.7267 | 3.679 | 3.6312 | 3.5835
Average
Locational Price Insights
Alberta Battery Cell Prices (CA$2022/kWh)
|  |  |  | Developer Adjustment | 2022: 9.25
|  |  |  | Average Alberta Battery Cell Prices (CA$2022/kWh) | 2022: 9.25
Ontario Battery Cell Prices (CA$2022/kWh)
|  |  |  | Developer Adjustment | 2022: 12
|  |  |  | Ontario Battery Cell Prices (CA$2022/kWh) | 2022: 12
Locational Price Insights - Land Lease and Property Costs (CA$2022/kWdc)
Alberta Land Lease and Property Costs (CA$2022/kWdc)
|  |  |  | Developer Adjustment | 2022: 13
|  |  |  | Average Alberta Land Lease and Property Costs (CA$2022/kWdc) | 2022: 13
Ontario Land Lease and Property Costs (CA$2022/kWdc)
|  |  |  | Developer Adjustment | 2022: 13
|  |  |  | Average Ontario Land Lease and Property Costs (CA$2022/kWdc) | 2022: 13
|  |  |  | Canada Land Lease and Property Costs (CA$2022/kWdc) | 2022: 10.25
Price Forecast Canada
Fixed O&M
|  |  |  | Average Cost Forecast ($2022 CAD) |  |  | 9.2309 | 6.9704 | 6.4767 | 6.1282 | 5.8668 | 5.6344 | 5.373 | 5.1697 | 5.0117 | 4.9068 | 4.8447 | 4.7827 | 4.7206 | 4.6585
|  |  |  | Canada Forecast (CA$2022) |  |  | 8.4748 | 7.4039 | 6.7774 | 6.333 | 5.9882 | 5.7065 | 5.4684 | 5.2621 | 5.0801 | 4.9173 | 4.7701 | 4.6356 | 4.512 | 4.3975
|  |  |  | Alberta Forecast (CA$2022) |  |  | 9.25 | 8.0811 | 7.3974 | 6.9123 | 6.536 | 6.2285 | 5.9686 | 5.7434 | 5.5448 | 5.3671 | 5.2064 | 5.0596 | 4.9247 | 4.7997
|  |  |  | Ontario Forecast (CA$2022) |  |  | 12 | 10.4836 | 9.5966 | 8.9673 | 8.4791 | 8.0802 | 7.743 | 7.4509 | 7.1932 | 6.9627 | 6.7542 | 6.5639 | 6.3888 | 6.2266
Land Lease and Property Costs (CA$2022/kWdc)
|  |  |  | Canada Forecast (CA$2022) |  |  | 10.25 | 10.25 | 10.25 | 10.25 | 10.25 | 10.25 | 10.25 | 10.25 | 10.25 | 10.25 | 10.25 | 10.25 | 10.25 | 10.25
|  |  |  | Alberta Forecast (CA$2022) |  |  | 13 | 13 | 13 | 13 | 13 | 13 | 13 | 13 | 13 | 13 | 13 | 13 | 13 | 13
|  |  |  | Ontario Forecast (CA$2022) |  |  | 13 | 13 | 13 | 13 | 13 | 13 | 13 | 13 | 13 | 13 | 13 | 13 | 13 | 13
Adminstration Costs (CA$2022/kWdc)
|  |  |  | Canada Forecast (CA$2022) |  |  | 1.27 | 1.27 | 1.27 | 1.27 | 1.27 | 1.27 | 1.27 | 1.27 | 1.27 | 1.27 | 1.27 | 1.27 | 1.27 | 1.27
Energy Storage Technical Characteristics
Round Trip Efficiency
Lithium-ion Battery (LFP and NMC) ¦ PNNL
|  |  |  | RTE Forecast |  | 83% | 83.22% | 83.44% | 83.67% | 83.89% | 84.11% | 84.33% | 84.56% | 84.78% | 85% | 85.22% | 85.44% | 85.67% | 85.89% | 86.11%

## Inputs.Solar
Solar Inputs
Renewable Cost Forecast
Go to Table of Contents
[5 empty] | 2020 | 2021 | 2022 | 2023 | 2024 | 2025 | 2026 | 2027 | 2028 | 2029 | 2030 | 2031 | 2032 | 2033 | 2034 | 2035
| Solar Module Prices ($/Wdc) | [19 empty] | 1 | Notes | Additional Sources
|  | Cost Estimates/ Sources (USD) | [18 empty] | 2
|  |  | U.S. Solar Photovoltaic System and Energy Storage Cost Benchmarks, With Minimum Sustainable Price Analysis: Q1 2022 (nrel.gov) | [17 empty] | 3
|  |  |  | Module price (US$2021/Wdc) | 2022: 0.33 | 4 | The average of MSP and MMP is obtained. No supply chain premium owing to large orders
|  |  |  | Module price (US$2022/Wdc) | 2022: 0.33207 | 5
|  |  | International Technology Roadmap for Photovoltaic (ITRPV) - vdma.org - VDMA | [17 empty] | 6
|  |  |  | Global Cost Decline of Solar PV Costs | 2021: 37%; 2022: 34%; 2024: 29%; 2026: 27%; 2029: 24%; 2032: 19% | 7
|  |  |  | Proportional Cost Declines (Based on NREL) - Row 5 | 2022: 0.30515; 2024: 0.26027; 2026: 0.24232; 2029: 0.2154; 2032: 0.17052 | 8
|  |  | Solar Manufacturing Cost Analysis ¦ Solar Market Research and Analysis ¦ NREL | [17 empty] | 9
|  |  |  | Expected Module Prices (US$2018/Wdc) | 2025: 0.18 | 10
|  |  |  | Expected Module Prices (US$2022/Wdc) | 2025: 0.19546 | 11
|  |  | Renewable Power Generation Costs in 2021 (irena.org) | [17 empty] | 12
|  |  |  | Module (US$ 2021/kW) | 2020: US; 2021: 340.8559 | 13
[5 empty] | 2020: Canada; 2021: 391.3063 | 14
[5 empty] | 2020: Adder %; 2021: 114.8% | 15
|  | Price Forecast Ensemble ($US/Wdc) | [18 empty] | 16
|  |  |  | NREL | 2022: 0.33207 | 17
|  |  |  | ITR-PV | 2022: 0.30515; 2024: 0.26027; 2026: 0.24232; 2029: 0.2154; 2032: 0.17052 | 18
|  |  |  | NREL (Cost) | 2025: 0.19546 | 19
20
|  | Locational Price Insights | [18 empty] | 21
|  |  | Alberta Module Prices (CA$2022/Wdc) | [17 empty] | 22
|  |  |  | Developer Adjustment | 2022: 0.4922 | 23
|  |  |  | Average Alberta Module Price (CA$2022/Wdc) | 2022: 0.4922 | 27
|  |  | Ontario Module Prices (CA$2022/Wdc) | [17 empty] | 28
|  |  |  | Developer Adjustment | 2022: 0.46 | #REF!
|  |  |  | Ontario Module Price (CA$2022/Wdc) | 2022: 0.46 | 30
31
|  | Price Forecast Canada | [18 empty] | #REF!
|  |  |  | Average Cost Forecast ($2022 CAD) | 2022: 0.47549; 2024: 0.38843; 2025: 0.2917; 2026: 0.36164; 2029: 0.32146; 2032: 0.25449 | #REF!
|  |  |  | Canada Forecast (CA$2022) |  |  | 0.4592 | 0.40236 | 0.36911 | 0.34552 | 0.32723 | 0.31228 | 0.29964 | 0.28869 | 0.27903 | 0.27039 | 0.26257 | 0.25544 | 0.24887 | 0.2428 | #REF!
|  |  |  | Alberta Forecast (CA$2022) |  |  | 0.4922 | 0.43128 | 0.39564 | 0.37035 | 0.35074 | 0.33472 | 0.32117 | 0.30943 | 0.29908 | 0.28982 | 0.28144 | 0.27379 | 0.26676 | 0.26025 | 32
|  |  |  | Ontario Forecast (CA$2022) |  |  | 0.46 | 0.40306 | 0.36976 | 0.34613 | 0.3278 | 0.31282 | 0.30016 | 0.28919 | 0.27951 | 0.27086 | 0.26303 | 0.25588 | 0.24931 | 0.24322 | 33
34
| Solar Inverter Costs ($/Wac) | [19 empty] | 35
|  | Cost Estimates/ Sources (USD) | [18 empty] | 36
|  |  | U.S. Solar Photovoltaic System and Energy Storage Cost Benchmarks, With Minimum Sustainable Price Analysis: Q1 2022 (nrel.gov) | [17 empty] | 37
|  |  |  | Inverter price (US$2021/Wac) | 2022: 0.05 | 38 | The average of MSP and MMP is obtained. No supply chain premium owing to large orders
|  |  |  | Inverter price (US$2022/Wac) | 2022: 0.050314 | 39
|  |  | International Technology Roadmap for Photovoltaic (ITRPV) - vdma.org - VDMA | [17 empty] | 40
|  |  |  | Global Cost Decline of Solar PV Costs | 2021: 6%; 2022: 5%; 2024: 4%; 2026: 4%; 2029: 3%; 2032: 3% | 41
|  |  |  | Proportional Cost Declines (Based on NREL) | 2022: 0.041928; 2024: 0.033542; 2026: 0.033542; 2029: 0.025157; 2032: 0.025157 | 42
|  |  | Renewable Power Generation Costs in 2021 (irena.org) | [17 empty] | 43
|  |  |  | Inverter (US$ 2021/kW) | 2020: US; 2021: 63.0631 | 44
[5 empty] | 2020: Canada; 2021: 55.4955 | 45
[5 empty] | 2020: Adder %; 2021: 88% | 46
|  | Price Forecast Ensemble ($US/Wac) | [18 empty] | 47
|  |  |  | NREL | 2022: 0.041928 | 48
|  |  |  | ITR-PV | 2022: 0.041928; 2024: 0.033542; 2026: 0.033542; 2029: 0.025157; 2032: 0.025157 | 49
50
|  | Locational Price Insights | [18 empty] | 51
|  |  | Alberta Inverter Prices (CA$2022/Wac) | [17 empty] | 52
|  |  |  | Developer Adjustment | 2022: 0.0642 | 53
|  |  |  | Average Alberta Inverter Prices (CA$2022/Wac) | 2022: 0.0642 | 57
|  |  | Ontario Inverter Prices (CA$2022/Wac) | [17 empty] | 58
|  |  |  | Developer Adjustment | 2022: 0.0618 | #REF!
|  |  |  | Ontario Inverter Prices (CA$2022/Wac) | 2022: 0.0618 | 60
61
|  | Price Forecast Canada | [18 empty] | #REF!
|  |  |  | Average Cost Forecast ($2022 CAD) | 2022: 0.062574; 2024: 0.050059; 2026: 0.050059; 2029: 0.037544; 2032: 0.037544 | #REF!
|  |  |  | Canada Forecast (CA$2022) |  |  | 0.0618 | 0.054175 | 0.049715 | 0.046551 | 0.044096 | 0.042091 | 0.040395 | 0.038926 | 0.037631 | 0.036472 | 0.035423 | 0.034466 | 0.033586 | 0.03277 | #REF!
|  |  |  | Alberta Forecast (CA$2022) |  |  | 0.0642 | 0.056279 | 0.051646 | 0.048359 | 0.045809 | 0.043725 | 0.041964 | 0.040438 | 0.039092 | 0.037888 | 0.036799 | 0.035805 | 0.03489 | 0.034043 | 62
|  |  |  | Ontario Forecast (CA$2022) |  |  | 0.0618 | 0.054175 | 0.049715 | 0.046551 | 0.044096 | 0.042091 | 0.040395 | 0.038926 | 0.037631 | 0.036472 | 0.035423 | 0.034466 | 0.033586 | 0.03277 | 63
64
| Solar Balance of Cost | [19 empty] | 65
|  | Cost Estimates/ Sources (USD) | [18 empty] | 66
|  |  | Renewable Power Generation Costs in 2021 (irena.org) | [17 empty] | 67 | Data is obtained from Figure 3.5(Detailed breakdown of utility-scale solar PV total installed costs by country, 2021).
|  |  |  | Racking (US$ 2021/kW) | 2020: US; 2021: 78.1982 | 68
[5 empty] | 2020: Canada; 2021: 73.1532 | 69
[5 empty] | 2020: Derate; 2021: 93.55% | 70
|  |  |  | Cabling (US$ 2021/kW) | 2020: US; 2021: 70.6306 | 71
[5 empty] | 2020: Canada; 2021: 58.018 | 72
[5 empty] | 2020: Derate; 2021: 82.14% | 73
|  |  | U.S. Solar Photovoltaic System and Energy Storage Cost Benchmarks, With Minimum Sustainable Price Analysis: Q1 2022 (nrel.gov) | [17 empty] | 74
|  |  |  | Structural BOS (US$2021/m2) | 2022: 30.2 | 75
|  |  |  | Structural BOS (US$2022/m2) | 2022: 30.3895 | 76
|  |  |  | Electrical BOS (US$2021/m2) | 2022: 15.8 | 77
|  |  |  | Electrical BOS - Fixed (US$2021) | 2022: 68932.5 | 78
|  |  |  | Electrical BOS (US$2022/m2) | 2022: 15.8991 | 79
|  |  |  | Electrical BOS - Fixed (US$2022) | 2022: 69364.9294 | 80
|  |  | International Technology Roadmap for Photovoltaic (ITRPV) - vdma.org - VDMA | [17 empty] | 81
|  |  |  | Global Cost Decline of Solar PV Costs- Structual BOS | 2021: 16%; 2022: 16%; 2024: 16%; 2026: 15%; 2029: 14%; 2032: 13% | 82
|  |  |  | Proportional Cost Declines (Based on NREL) | 2022: 30.3895; 2024: 30.3895; 2026: 28.4901; 2029: 26.5908; 2032: 24.6914 | 83
|  |  |  | Global Cost Decline of Solar PV Costs- Electrical BOS | 2021: 9%; 2022: 8%; 2024: 8%; 2026: 7%; 2029: 7%; 2032: 7% | 84
|  |  |  | Proportional Cost Declines (Based on NREL) | 2022: 14.1325; 2024: 14.1325; 2026: 12.366; 2029: 12.366; 2032: 12.366 | 85
|  |  |  | Proportional Cost Declines - Fixed (Based on NREL) | 2022: 61657.715; 2024: 61657.715; 2026: 53950.5007; 2029: 53950.5007; 2032: 53950.5007 | 86
|  | Locational Price Insights | [18 empty] | 87
|  |  | Alberta Prices (CA$2022/m2) |  | 2022: Struc BOS; 2023: Elect BOS | 88
|  |  |  | Developer Adjustment | 2022: 41.082; 2023: 16.4513 | 89
|  |  |  | Average Alberta Prices (CA$2022/m2) | 2022: 41.082; 2023: 16.4513 | 93
|  |  | Ontario Prices (CA$2022/m2) | [17 empty] | 94
|  |  |  | Developer Adjustment | 2022: 38.3944; 2023: 15.375 | #REF!
|  |  |  | Ontario Prices (CA$2022/m2) | 2022: 38.3944; 2023: 15.375 | 96
97
#REF!
|  | Price Forecast Canada | [18 empty] | #REF!
|  |  | Canada Forecast (CA$2022) | [17 empty] | #REF!
|  |  |  | Structural BOS (CA$2022) |  |  | 38.3944 | 36.4269 | 35.2761 | 34.4595 | 33.8261 | 33.3086 | 32.8711 | 32.492 | 32.1577 | 31.8586 | 31.5881 | 31.3411 | 31.1139 | 30.9036 | 98
|  |  |  | Electrical BOS (CA$2022/Wac) |  |  | 15.375 | 14.7177 | 14.3332 | 14.0604 | 13.8488 | 13.676 | 13.5298 | 13.4032 | 13.2915 | 13.1916 | 13.1012 | 13.0187 | 12.9428 | 12.8725 | 99
|  |  |  | Electrical BOS - Fixed (CA$2022/Wac) |  |  | 67080.65 | 64212.4441 | 62534.6512 | 61344.2382 | 60420.8821 | 59666.4453 | 59028.578 | 58476.0323 | 57988.6524 | 57552.6762 | 57158.2878 | 56798.2394 | 56467.027 | 56160.3721 | 100
|  |  | Alberta Forecast (CA$2022) | [17 empty] | 101
|  |  |  | Structural BOS (CA$2022) |  |  | 41.082 | 38.9768 | 37.7454 | 36.8717 | 36.1939 | 35.6402 | 35.172 | 34.7665 | 34.4087 | 34.0888 | 33.7993 | 33.535 | 33.2919 | 33.0668 | 102
|  |  |  | Electrical BOS (CA$2022/Wac) |  |  | 16.4513 | 15.748 | 15.3366 | 15.0447 | 14.8183 | 14.6333 | 14.4769 | 14.3414 | 14.2219 | 14.115 | 14.0183 | 13.93 | 13.8488 | 13.7736 | 103
|  |  |  | Electrical BOS - Fixed (CA$2022/Wac) |  |  | 71776.2955 | 68707.3152 | 66912.0768 | 65638.3349 | 64650.3439 | 63843.0965 | 63160.5785 | 62569.3546 | 62047.8581 | 61581.3636 | 61159.368 | 60774.1162 | 60419.7189 | 60091.5982 | 104
|  |  | Ontario Forecast (CA$2022) | [17 empty] | 105
|  |  |  | Structural BOS (CA$2022) |  |  | 38.3944 | 36.4269 | 35.2761 | 34.4595 | 33.8261 | 33.3086 | 32.8711 | 32.492 | 32.1577 | 31.8586 | 31.5881 | 31.3411 | 31.1139 | 30.9036 | 106
|  |  |  | Electrical BOS (CA$2022/Wac) |  |  | 15.375 | 14.7177 | 14.3332 | 14.0604 | 13.8488 | 13.676 | 13.5298 | 13.4032 | 13.2915 | 13.1916 | 13.1012 | 13.0187 | 12.9428 | 12.8725 | 107
|  |  |  | Electrical BOS - Fixed (CA$2022/Wac) |  |  | 67080.65 | 64212.4441 | 62534.6512 | 61344.2382 | 60420.8821 | 59666.4453 | 59028.578 | 58476.0323 | 57988.6524 | 57552.6762 | 57158.2878 | 56798.2394 | 56467.027 | 56160.3721 | 108
109
| Grid Interconnection Costs | [19 empty] | 110
|  | Cost Estimates/ Sources (USD) | [18 empty] | 111
|  |  | Renewable Power Generation Costs in 2021 (irena.org) | [17 empty] | 112
|  |  |  | Racking (US$ 2021/kW) | 2020: US; 2021: 58.018 | 113 | Data is obtained from Figure 3.5(Detailed breakdown of utility-scale solar PV total installed costs by country, 2021).
[5 empty] | 2020: Canada; 2021: 47.9279 | 114
[5 empty] | 2020: Adder %; 2021: 82.61% | 115
|  |  | U.S. Solar Photovoltaic System and Energy Storage Cost Benchmarks, With Minimum Sustainable Price Analysis: Q1 2022 (nrel.gov) | [17 empty] | 116
|  |  |  | Grid Transmission Charge (US$M2021/mile) | 2020: 0.68334 | 117
|  |  |  | Grid Transmission Charge (US$M2022/mile) | 2020: 0.68762 | 118
|  | Locational Price Insights | [18 empty] | 119
|  |  |  | Alberta Transmission Line (CA$M2022/mile) | 2020: 0.7918 | 120
|  |  |  | Ontario Transmission Line (CA$M2022/mile) | 2020: 0.74 | 121
122
|  | Price Forecast Canada | [18 empty] | 123
|  |  | Grid Transmission Charge (CA$M2022/Wac) | [17 empty] | 124
|  |  |  | Canada Forecast (CA$2022) |  |  | 0.73845 | 0.73845 | 0.73845 | 0.73845 | 0.73845 | 0.73845 | 0.73845 | 0.73845 | 0.73845 | 0.73845 | 0.73845 | 0.73845 | 0.73845 | 0.73845 | 125
|  |  |  | Alberta Forecast (CA$2022) |  |  | 0.7918 | 0.7918 | 0.7918 | 0.7918 | 0.7918 | 0.7918 | 0.7918 | 0.7918 | 0.7918 | 0.7918 | 0.7918 | 0.7918 | 0.7918 | 0.7918 | 126
|  |  |  | Ontario Forecast (CA$2022) |  |  | 0.74 | 0.74 | 0.74 | 0.74 | 0.74 | 0.74 | 0.74 | 0.74 | 0.74 | 0.74 | 0.74 | 0.74 | 0.74 | 0.74 | 127
128
| Solar Installation Costs | [19 empty] | 129
|  | Cost Estimates/ Sources (USD) | [18 empty] | 130
|  |  | U.S. Solar Photovoltaic System and Energy Storage Cost Benchmarks, With Minimum Sustainable Price Analysis: Q1 2022 (nrel.gov) | [17 empty] | 131
|  |  |  | Installation rental equipment (US$2021/m2) | 2022: 12.3 | 132
|  |  |  | Installation rental equipment (US$2022/m2) | 2022: 12.3772 | 133
|  | Locational Price Insights - Installation rental equipment (CA$2022/m2) | [18 empty] | 134
|  |  | Alberta Installation rental equipment (CA$2022/m2) | [17 empty] | 135
|  |  |  | Developer Adjustment | 2022: 17.2166 | 136
|  |  |  | Average Alberta Installation rental equipment (CA$2022/m2) | 2022: 17.2166 | 140
|  |  | Ontario Installation rental equipment (CA$2022/m2) | [17 empty] | 141
|  |  |  | Developer Adjustment | 2022: 16.0903 | #REF!
|  |  |  | Ontario Installation rental equipment (CA$2022/m2) | 2022: 16.0903 | 143
|  | Labor Wages | [18 empty] | 144
|  |  | System Operator - Electrical Power Systems in Canada ¦ Wages - Job Bank |  | 2022: Hourly Rate; 2023: Annual Wage Increase | #REF!
|  |  |  | Canada | 2022: 32.07; 2023: 2.005% | #REF!
|  |  |  | Ontario | 2022: 31.93; 2023: 2.5% | #REF!
|  |  |  | Alberta | 2022: 34.67; 2023: 4% | 145
Employee wages by occupation, annual (statcan.gc.ca)
|  |  |  | Industrial, electrical and construction trades [72] | 2020: 2017; 2021: 2018; 2022: 2019; 2023: 2020; 2024: 2021; 2025: Wage CAGR
|  |  |  | Ontario | 2020: 27.77; 2021: 28.44; 2022: 30.55; 2023: 31.31; 2024: 31.93; 2025: 2.831%
|  |  |  | Alberta | 2020: 33.32; 2021: 33.12; 2022: 34.17; 2023: 35.25; 2024: 34.67; 2025: 0.7975%
|  |  |  | Canada | 2020: 29.04; 2021: 29.55; 2022: 30.69; 2023: 31.65; 2024: 32.07; 2025: 2.005%
146
|  | Price Forecast Canada | [18 empty] | 147
|  |  | Installation rental equipment (CA$2022/m2) | [17 empty] | 148
|  |  |  | Canada Forecast (CA$2022) |  |  | 16.0903 | 16.0903 | 16.0903 | 16.0903 | 16.0903 | 16.0903 | 16.0903 | 16.0903 | 16.0903 | 16.0903 | 16.0903 | 16.0903 | 16.0903 | 16.0903 | 149
|  |  |  | Alberta Forecast (CA$2022) |  |  | 17.2166 | 17.2166 | 17.2166 | 17.2166 | 17.2166 | 17.2166 | 17.2166 | 17.2166 | 17.2166 | 17.2166 | 17.2166 | 17.2166 | 17.2166 | 17.2166 | 150
|  |  |  | Ontario Forecast (CA$2022) |  |  | 16.0903 | 16.0903 | 16.0903 | 16.0903 | 16.0903 | 16.0903 | 16.0903 | 16.0903 | 16.0903 | 16.0903 | 16.0903 | 16.0903 | 16.0903 | 16.0903 | 156
|  |  | Hourly Labour Wages | [17 empty] | 157
|  |  |  | Canada Forecast (CA$2022) |  |  | 32.7129 | 33.3687 | 34.0377 | 34.7201 | 35.4161 | 36.1262 | 36.8504 | 37.5892 | 38.3427 | 39.1114 | 39.8955 | 40.6953 | 41.5112 | 42.3434 | 158
|  |  |  | Alberta Forecast (CA$2022) |  |  | 35.3651 | 36.074 | 36.7972 | 37.5349 | 38.2874 | 39.055 | 39.838 | 40.6366 | 41.4513 | 42.2823 | 43.13 | 43.9946 | 44.8766 | 45.7763 | 159
|  |  |  | Ontario Forecast (CA$2022) |  |  | 32.5701 | 33.2231 | 33.8891 | 34.5685 | 35.2615 | 35.9685 | 36.6895 | 37.4251 | 38.1754 | 38.9407 | 39.7214 | 40.5177 | 41.33 | 42.1585 | 160
161
| Solar O&M Cost Forecasts | [19 empty] | 162
|  | Cost Estimates/ Sources (USD) | [18 empty] | 163
|  |  | Utility-Scale PV ¦ Electricity ¦ 2022 ¦ ATB ¦ NREL | [17 empty] | 164
|  |  |  | Advanced |  |  | 19.7158 | 18.8878 | 18.0664 | 17.2512 | 16.4416 | 15.6373 | 14.8379 | 14.043 | 13.2523 | 13.1268 | 13.0021 | 12.878 | 12.7547 | 12.632 | 165
|  |  |  | Moderate |  |  | 19.9517 | 19.3544 | 18.759 | 18.1654 | 17.5734 | 16.9831 | 16.3945 | 15.8073 | 15.2216 | 15.1209 | 15.0204 | 14.9202 | 14.8203 | 14.7206 | 166
|  |  |  | Conservative |  |  | 20.4818 | 20.4134 | 20.3457 | 20.2787 | 20.2124 | 20.1468 | 20.0819 | 20.0176 | 19.9539 | 19.7169 | 19.4798 | 19.2429 | 19.006 | 18.7691 | 167
|  |  |  | Cost Forecast Declines |  |  | 100% | 97.01% | 94.02% | 91.05% | 88.08% | 85.12% | 82.17% | 79.23% | 76.29% | 75.79% | 75.28% | 74.78% | 74.28% | 73.78% | 168
|  |  | solar_life_and_opex_report.pdf (lbl.gov) | [17 empty] | 169 | Being Conservative and taking max values
|  |  |  | Fixed O&M (Maintenace) 2019US$/kWdc-year | 2022: 7 | 170
|  |  |  | Fixed O&M (Maintenace) 2022US$/kWdc-year | 2022: 7.4658 | 171
|  | Locational Price Insights - O&M Prices (CA$2022/kWdc) | [18 empty] | 172
|  |  |  | Alberta O&M Prices (CA$2022/kWdc) | [16 empty] | 173
|  |  |  | Developer Adjustment | 2022: 8 | 174
|  |  |  | Average Alberta O&M Prices (CA$2022/kWdc) | 2022: 8 | 178
|  |  |  | Ontario O&M Prices (CA$2022/kWdc) | [16 empty] | 179
|  |  |  | Developer Adjustment | 2022: 9.25 | #REF!
|  |  |  | Ontario O&M Prices (CA$2022/kWdc) | 2022: 9.25 | 181
|  |  |  | Module Cleaning & vegetation management (2019US$/kWdc-year) | [16 empty] | 182 | bar: 2022
|  |  |  | Module Cleaning & vegetation management 2022US$/kWdc-year | 2022: 1.0665 | #REF!
|  | Locational Price Insights - Module Cleaning Prices (CA$2022/kWdc) | [18 empty] | #REF!
|  |  |  | Alberta Module Cleaning Prices (CA$2022/kWdc) | [16 empty] | #REF!
|  |  |  | Developer Adjustment | [16 empty] | 183 | bar: 2022
|  |  |  | Average Alberta Module Cleaning Prices (CA$2022/kWdc) | [16 empty] | 187 | bar: 2022
|  |  |  | Ontario Module Cleaning Prices (CA$2022/kWdc) | [16 empty] | 188
|  |  |  | Developer Adjustment | 2022: 1.25 | #REF!
|  |  |  | Average Ontario Module Cleaning Prices (CA$2022/kWdc) | 2022: 1.25 | 190
|  | Locational Price Insights - Land Lease and Property Costs (CA$2022/kWdc) | [18 empty] | 191
|  |  |  | Alberta Land Lease and Property Costs (CA$2022/kWdc) | [16 empty] | #REF!
|  |  |  | Developer Adjustment | 2022: 14 | #REF!
|  |  |  | Average Alberta Land Lease and Property Costs (CA$2022/kWdc) | 2022: 14 | 194
|  |  |  | Ontario Land Lease and Property Costs (CA$2022/kWdc) | [16 empty] | 195
|  |  |  | Developer Adjustment | 2022: 30 | #REF!
|  |  |  | Average Ontario Land Lease and Property Costs (CA$2022/kWdc) | 2022: 30; 2023: 2022-Tax-Rates.pdf (centralhuron.ca) | 197
|  |  |  | Canada Land Lease and Property Costs (CA$2022/kWdc) | 2022: 25 | 198
#REF!
|  | Price Forecast Canada | [18 empty] | #REF!
|  |  | Fixed O&M (CA$2022/kWdc) | [17 empty] | #REF!
|  |  |  | Canada Forecast (CA$2022) |  |  | 9.7056 | 9.415 | 9.1254 | 8.8366 | 8.5486 | 8.2615 | 7.9751 | 7.6895 | 7.4046 | 7.3556 | 7.3067 | 7.258 | 7.2094 | 7.1609 | 199
|  |  |  | Alberta Forecast (CA$2022) |  |  | 8 | 7.7605 | 7.5218 | 7.2837 | 7.0464 | 6.8097 | 6.5736 | 6.3382 | 6.1034 | 6.063 | 6.0227 | 5.9825 | 5.9425 | 5.9025 | 200
|  |  |  | Ontario Forecast (CA$2022) |  |  | 9.25 | 8.9731 | 8.697 | 8.4218 | 8.1474 | 7.8737 | 7.6008 | 7.3286 | 7.057 | 7.0103 | 6.9638 | 6.9173 | 6.871 | 6.8248 | 201
|  |  | Module Cleaning (CA$2022/kWdc) | [17 empty] | 202
|  |  |  | Canada Forecast (CA$2022) |  |  | 1.3865 | 1.3865 | 1.3865 | 1.3865 | 1.3865 | 1.3865 | 1.3865 | 1.3865 | 1.3865 | 1.3865 | 1.3865 | 1.3865 | 1.3865 | 1.3865 | 203
|  |  |  | Alberta Forecast (CA$2022) | [16 empty] | 204 | bar: 2022 to 2035
|  |  |  | Ontario Forecast (CA$2022) |  |  | 1.25 | 1.25 | 1.25 | 1.25 | 1.25 | 1.25 | 1.25 | 1.25 | 1.25 | 1.25 | 1.25 | 1.25 | 1.25 | 1.25 | 205
|  |  | Land Lease and Property Costs (CA$2022/kWdc) | [17 empty] | 206
|  |  |  | Canada Forecast (CA$2022) |  |  | 25 | 25 | 25 | 25 | 25 | 25 | 25 | 25 | 25 | 25 | 25 | 25 | 25 | 25 | 207
|  |  |  | Alberta Forecast (CA$2022) |  |  | 14 | 14 | 14 | 14 | 14 | 14 | 14 | 14 | 14 | 14 | 14 | 14 | 14 | 14 | 208
|  |  |  | Ontario Forecast (CA$2022) |  |  | 30 | 30 | 30 | 30 | 30 | 30 | 30 | 30 | 30 | 30 | 30 | 30 | 30 | 30 | 209
|  |  | Adminstration Costs (CA$2022/kWdc) | [17 empty] | 210
|  |  |  | Canada Forecast (CA$2022) |  |  | 1.27 | 1.27 | 1.27 | 1.27 | 1.27 | 1.27 | 1.27 | 1.27 | 1.27 | 1.27 | 1.27 | 1.27 | 1.27 | 1.27 | 211
212
Solar Technical Characteristics
|  | Inverter Sizing Ratio | [18 empty] | 214
|  |  | Utility-Scale Solar, 2022 Edition | [17 empty] | 215
|  |  |  | Inverter Loading Ration Interpolation |  | 1.33 | 1.3357 | 1.3414 | 1.3471 | 1.3529 | 1.3586 | 1.3643 | 1.37 | 1.3757 | 1.3814 | 1.3871 | 1.3929 | 1.3986 | 1.4043 | 1.41 | 216 | The Inverter Loading Ratio describes the ratio of project capacity measured in MWDC at the inverter to the nominal inverter capacity measured in MWAC. Assumes that the ILR will remain fairly consistent for fixed axis systems and the median will increase linearly to the 80th percentile (2021) ratios by 2035.
|  | Module Efficiency | [18 empty] | 217
|  |  | International Technology Roadmap for Photovoltaic (ITRPV) - vdma.org - VDMA | [17 empty] | #REF!
|  |  |  | Module Efficiency % | 2021: 21.34%; 2022: 21.61%; 2024: 22.12%; 2026: 23.21%; 2029: 23.75%; 2032: 24.24% | 219
|  |  |  | Module Efficiency % Interpolation |  |  | 21.83% | 22.32% | 22.67% | 22.94% | 23.17% | 23.35% | 23.52% | 23.66% | 23.79% | 23.91% | 24.01% | 24.11% | 24.2% | 24.28% | 220
|  | Solar Project Life | [18 empty] | 225
|  |  |  | Project Life Forecast |  |  | 32 | 32.7692 | 33.5385 | 34.3077 | 35.0769 | 35.8462 | 36.6154 | 37.3846 | 38.1538 | 38.9231 | 39.6923 | 40.4615 | 41.2308 | 42 | #REF!
|  |  |  | Round Up Project Life |  |  | 32 | 33 | 34 | 34 | 35 | 36 | 37 | 37 | 38 | 39 | 40 | 40 | 41 | 42 | #REF!
226

## Inputs.Wind
Wind
Renewable Cost Forecast
Go to Table of Contents
[5 empty] | 2016 | 2017 | 2018 | 2019 | 2020 | 2021 | 2022 | 2023 | 2024 | 2025 | 2026 | 2027 | 2028 | 2029 | 2030 | 2031 | 2032 | 2033 | 2034 | 2035
Wind Rotor Module Costs
Blade Costs
LBNL - R&D Pathways for Supersized Wind Turbine Blades
|  |  |  | Blade Length (m) | 2017: 65; 2018: 75; 2019: 95; 2020: 115
|  |  |  | Cost of Monolithic Blade ($/blade) | 2017: 194788; 2018: 264531; 2019: 439638; 2020: 664059
|  |  |  | Cost of Segmented Blade ($/blade) | 2018: 294783; 2019: 494394; 2020: 760828
|  |  |  | Rotor Diameter (m) | 2017: 134; 2018: 154; 2019: 194; 2020: 234
|  |  |  | Total Cost of Monolithic Blade ($M/turbine) | 2017: 0.58436; 2018: 0.79359; 2019: 1.3189; 2020: 1.9922
|  |  |  | Total Cost of Segmented Blade ($M/turbine) | 2017: 0; 2018: 0.88435; 2019: 1.4832; 2020: 2.2825
Hub and Pitch Assembly
2020 Cost of Wind Energy Review (nrel.gov)
|  |  |  | Pitch assembly (US$2020/kW) | 2016: 62
|  |  |  | Hub assembly (US$2020/kW) | 2016: 47
|  |  |  | Pitch assembly (US$2022/kW) | 2016: 65.32
|  |  |  | Hub assembly (US$2022/kW) | 2016: 49.5168
|  |  |  | Turbine Capacity (MW) | 2016: 2.8
|  |  |  | Pitch assembly (2022CA$M/turbine) | 2016: 0.23776
|  |  |  | Hub assembly(2022CA$M/turbine) | 2016: 0.18024
Price Forecast Canada
|  |  |  | Canada wide Blade Costs (2022CA$M/turbine) | [6 empty] | 0.6762 | 0.74088 | 0.80967 | 0.88118 | 0.95375 | 1.0254 | 1.094 | 1.157 | 1.212 | 1.2562 | 1.2871 | 1.3021 | 1.3021 | 1.3021
|  |  |  | Canada wide Pitch Assembly Costs (2022CA$M/turbine) | [6 empty] | 0.23776 | 0.23776 | 0.23776 | 0.23776 | 0.23776 | 0.23776 | 0.23776 | 0.23776 | 0.23776 | 0.23776 | 0.23776 | 0.23776 | 0.23776 | 0.23776
|  |  |  | Canada wide Hub Assembly Costs (2022CA$M/turbine) | [6 empty] | 0.18024 | 0.18024 | 0.18024 | 0.18024 | 0.18024 | 0.18024 | 0.18024 | 0.18024 | 0.18024 | 0.18024 | 0.18024 | 0.18024 | 0.18024 | 0.18024
Wind Nacelle Module Costs
Nacelle Module
2020 Cost of Wind Energy Review (nrel.gov)
|  |  |  | Nacelle structural assembly (US$2022/kW) |  |  | 108.5871 | 104.5215 | 107.4619 |  | 105.1615 | 104.5807 | 103.9925 | 103.3967 | 102.7936 | 102.183 | 101.5649 | 100.9394 | 100.3065 | 99.6661 | 99.0182 | 98.363 | 97.7002 | 97.0301
|  |  |  | Drivetrain assembly (US$2022/kW) |  |  | 211.7449 | 204.7768 | 213.8703 |  | 213.433 | 214.5644 | 215.7104 | 216.8708 | 218.0457 | 219.2352 | 220.4391 | 221.6576 | 222.8905 | 224.138 | 225.3999 | 226.6764 | 227.9674 | 229.2729
|  |  |  | Nacelle electrical assembly (US$2022/kW) |  |  | 184.5981 | 178.1131 | 172.7819 |  | 160.4472 | 154.263 | 147.9995 | 141.6567 | 135.2346 | 128.7332 | 122.1526 | 115.4927 | 108.7535 | 101.935 | 95.0372 | 88.0601 | 81.0038 | 73.8681
|  |  |  | Yaw assembly (US$2022/kW) |  |  | 35.8337 | 34.1295 | 40.0348 |  | 43.111 | 45.3191 | 47.5555 | 49.8203 | 52.1133 | 54.4346 | 56.7843 | 59.1622 | 61.5685 | 64.0031 | 66.466 | 68.9572 | 71.4767 | 74.0245
|  |  |  | Turbine Nameplate Capacity (MW) |  |  | 2.4477 | 2.6105 | 2.7755 | 2.9427 | 3.1121 | 3.2837 | 3.4575 | 3.6335 | 3.8117 | 3.9921 | 4.1747 | 4.3595 | 4.5465 | 4.7357 | 4.9271 | 5.1207 | 5.3165 | 5.5145
|  |  |  | Nacelle structural assembly (US$M2022/turbine) |  |  | 0.26579 | 0.27285 | 0.29826 |  | 0.27897 | 0.27897 | 0.27897 | 0.27897 | 0.27897 | 0.27897 | 0.27897 | 0.27897 | 0.27897 | 0.27897 | 0.27897 | 0.27897 | 0.27897 | 0.27897
|  |  |  | Drivetrain assembly (US$M2022/turbine) |  |  | 0.51829 | 0.53457 | 0.5936 |  | 0.54882 | 0.54882 | 0.54882 | 0.54882 | 0.54882 | 0.54882 | 0.54882 | 0.54882 | 0.54882 | 0.54882 | 0.54882 | 0.54882 | 0.54882 | 0.54882
|  |  |  | Nacelle electrical assembly (US$M2022/turbine) |  |  | 0.45184 | 0.46496 | 0.47956 |  | 0.49933 | 0.50655 | 0.51171 | 0.51471 | 0.51547 | 0.51392 | 0.50995 | 0.50349 | 0.49445 | 0.48273 | 0.46826 | 0.45093 | 0.43066 | 0.40735
|  |  |  | Yaw assembly (US$M2022/turbine) |  |  | 0.08771 | 0.089095 | 0.11112 |  | 0.095974 | 0.095974 | 0.095974 | 0.095974 | 0.095974 | 0.095974 | 0.095974 | 0.095974 | 0.095974 | 0.095974 | 0.095974 | 0.095974 | 0.095974 | 0.095974
|  |  |  | Total Nacelle Costs (US$2022/kW) |  |  | 540.7639 | 521.5408 | 534.1489 |  | 522.1528 | 518.7273 | 515.2578 | 511.7445 | 508.1872 | 504.586 | 500.9409 | 497.2519 | 493.519 | 489.7421 | 485.9213 | 482.0566 | 478.148 | 474.1955
Rotor and nacelle mass (wind-energy-the-facts.org)
|  |  |  | Nacelle Expected Mass (tonnes) |  |  | 201.423 | 222.3555 | 247.6157 | 277.1536 | 310.8062 | 348.2515 | 388.9695 | 432.2109 | 476.978 | 522.019 | 565.8396 | 606.7333 | 642.8323 | 672.1794 | 692.8216 | 702.923 | 702.923 | 702.923
|  |  |  | Proportional Increase in Material |  |  |  |  | 100% | 111.9% | 125.5% | 140.6% | 157.1% | 174.5% | 192.6% | 210.8% | 228.5% | 245% | 259.6% | 271.5% | 279.8% | 283.9% | 283.9% | 283.9%
|  |  |  | Proportional Increase in Capacity |  |  |  |  | 100% | 106% | 112.1% | 118.3% | 124.6% | 130.9% | 137.3% | 143.8% | 150.4% | 157.1% | 163.8% | 170.6% | 177.5% | 184.5% | 191.6% | 198.7%
|  |  |  | Anticipated Increase in Costs |  |  |  |  | 100% | 109% | 118.8% | 129.5% | 140.8% | 152.7% | 165% | 177.3% | 189.5% | 201.1% | 211.7% | 221% | 228.7% | 234.2% | 237.7% | 241.3%
Price Forecast Canada
|  |  |  | Nacelle Price Forecast (CA$M/turbine) | [6 empty] | 1.85 | 1.8594 | 1.8661 | 1.87 | 1.871 | 1.869 | 1.8638 | 1.8554 | 1.8437 | 1.8284 | 1.8096 | 1.7871 | 1.7607 | 1.7304
Wind Tower Costs
Tower Module
2020 Cost of Wind Energy Review (nrel.gov)
|  |  |  | Tower Costs (US$2022/kW) | 2018: 237.8058; 2019: 229.3073; 2020: 213.8703
|  |  |  | Turbine Nameplate Capacity (MW) |  |  | 2.4477 | 2.6105 | 2.7755 | 2.9427 | 3.1121 | 3.2837 | 3.4575 | 3.6335 | 3.8117 | 3.9921 | 4.1747 | 4.3595 | 4.5465 | 4.7357 | 4.9271 | 5.1207 | 5.3165 | 5.5145
|  |  |  | Hub Height Interpolation (m) |  |  | 87.7958 | 89.2833 | 90.8952 | 92.6315 | 94.4922 | 96.4773 | 98.5868 | 100.8207 | 103.179 | 105.6617 | 108.2688 | 111.0003 | 113.8562 | 116.8365 | 119.9412 | 123.1703 | 126.5238 | 130.0017
|  |  |  | Tower Costs (US$M2022/m) |  |  | 0.0066299 | 0.0067046 | 0.0065306 |  | 0.0066217 | 0.0066217 | 0.0066217 | 0.0066217 | 0.0066217 | 0.0066217 | 0.0066217 | 0.0066217 | 0.0066217 | 0.0066217 | 0.0066217 | 0.0066217 | 0.0066217 | 0.0066217
Price Forecast Canada
|  |  |  | Tower Price Forecast (CA$M/turbine) |  |  | 0.58208 | 0.59861 | 0.5936 |  | 0.6257 | 0.63884 | 0.65281 | 0.6676 | 0.68322 | 0.69966 | 0.71692 | 0.73501 | 0.75392 | 0.77365 | 0.79421 | 0.81559 | 0.8378 | 0.86083
Wind Balance of System Costs
Balance of System Costs
2020 Cost of Wind Energy Review (nrel.gov)
[10 empty] | % Assumed Labour | US (CAD) | Canada | Alberta | Ontario | Canada | Alberta | Ontario
|  |  |  | Development (US$2022/kW) | 2020: 24.2316; 2021: 85.25%; 2022: 58.045; 2023: 43.27; 2024: 48.08; 2025: 43.27; 2026: 78.3%; 2027: 85.36%; 2028: 78.3%
|  |  |  | Engineering and project management (US$2022/kW) | 2020: 10.5355; 2021: 87.5%; 2022: 26.7651; 2023: 30; 2024: 32; 2025: 29; 2026: 110.6%; 2027: 117.1%; 2028: 107.3%
|  |  |  | Foundation (US$2022/kW) | 2020: 79.0161; 2021: 20%; 2022: 19.7099; 2023: 21; 2024: 20; 2025: 22; 2026: 101.3%; 2027: 100.3%; 2028: 102.3%
|  |  |  | Site access and staging (US$2022/kW) | 2020: 42.1419; 2021: 0%; 2022: 100; 2023: 100; 2024: 100; 2025: 100; 2026: 100%; 2027: 100%; 2028: 100%
|  |  |  | Assembly and installation (US$2022/kW) | 2020: 43.1955; 2021: 32.5%; 2022: 31.938; 2023: 34; 2024: 40; 2025: 32.5; 2026: 102.1%; 2027: 108.2%; 2028: 100.6%
|  |  |  | Electrical infrastructure (US$2022/kW) | 2020: 138.0148; 2021: 0%; 2022: 33.7188; 2023: 37; 2024: 41; 2025: 36; 2026: 100%; 2027: 100%; 2028: 100%
|  |  |  | Total Costs (US$2022/kW) | 2020: 337.1354
|  |  |  | Balance of System Costs (US$2022/Turbine) | 2020: 0.94398
Wages for Construction trades helpers and labourers - Job Bank
Careers in Wind Energy : U.S. Bureau of Labor Statistics (bls.gov)
Wages for Heavy equipment operators - Job Bank
Wages for Crane operators - Job Bank
Canada Wage Growth Rate | bar: 2022
Median Labour Costs (Hourly)
|  |  |  | US Labor Costs | 2016: US Labor Costs; 2017: US (CAD); 2018: Canada; 2019: Alberta; 2020: Ontario
|  |  |  | Construction laborers | 2016: 15.1615; 2017: 19.7099; 2018: 21; 2019: 20; 2020: 22
|  |  |  | Operating engineers and other construction equipment operators | 2016: 20.5885; 2017: 26.7651; 2018: 30; 2019: 32; 2020: 29
|  |  |  | Crane and tower operators | 2016: 24.5677; 2017: 31.938; 2018: 34; 2019: 40; 2020: 32.5
|  |  |  | Electricians | 2016: 25.9375; 2017: 33.7188; 2018: 37; 2019: 41; 2020: 36
|  |  |  | DESIGN ENGINEER, ELECTRICAL POWER SYSTEMS | 2017: 58.045; 2018: 43.27; 2019: 48.08; 2020: 43.27
Appendix E. Summary of Land-Based System Cost Breakdown Structure 2013 Cost of Wind Energy Review (nrel.gov)
[5 empty] | % Cost Breakdown | % Labour | % Sub-Labour
|  | Development (US$2022/kW) |  |  | 2016: 100%; 2019: 85.25%
|  |  | Permitting and leasing |  | 2016: 10%; 2018: 8.333%
|  |  |  | Permit acquisition activities | 2017: 75%
|  |  |  | Lease acquisition activities | 2017: 75%
|  |  |  | Public outreach | 2017: 100%
|  |  | Professional advisory services |  | 2016: 10%; 2017: 100%; 2018: 10%
|  |  | Engineering |  | 2016: 25%; 2018: 25%
|  |  |  | PreFront End Engineering Design | 2017: 100%
|  |  |  | FEED | 2017: 100%
|  |  |  | Engineering certification | 2017: 100%
|  |  | Site characterization |  | 2016: 25%; 2018: 21.25%
|  |  |  | Siting and scoping | 2017: 100%
|  |  |  | Studies and surveys | 2017: 100%
|  |  |  | Meteorological (met) station and installation | 2017: 25%
|  |  |  | Wind resource analysis | 2017: 100%
|  |  |  | Geotechnical and geophysical surveys | 2017: 100%
|  |  | Interconnection and power marketing |  | 2016: 10%; 2018: 4%
|  |  |  | Interconnection studies and fees | 2017: 10%
|  |  |  | Transmission rights of way | 2017: 10%
|  |  |  | Power marketing | 2017: 100%
|  |  | Project management during development |  | 2016: 10%; 2018: 6.667%
|  |  |  | Procurement | 2017: 100%
|  |  |  | Salaries | 2017: 100%
Sales, general, and administrative | bar: 2017
|  |  | Financing and incentives |  | 2016: 10%; 2018: 10%
Due diligence
Incentives
|  |  |  | Closing costs | 2017: 100%
|  |  |  | Legal support | 2017: 100%
|  | Engineering and project management (US$2022/kW) |  |  | 2016: 100%; 2019: 87.5%
|  |  | Detailed design and construction engineering |  | 2016: 20%; 2017: 100%; 2018: 20%
|  |  | Procurement management |  | 2016: 25%; 2017: 100%; 2018: 25%
|  |  | Construction management |  | 2016: 25%; 2018: 12.5%
|  |  |  | Salaries | 2017: 100%
Sales, general, and administrative | bar: 2017
|  |  | Project certification |  | 2016: 15%; 2017: 100%; 2018: 15%
|  |  | Health, safety, and environmental monitoring |  | 2016: 15%; 2017: 100%; 2018: 15%
Electrical infrastructure (US$2022/kW) | bar: 2019
Array cable system
Ancillary systems
Transmission infrastructure
Underground cable system
Substations
Site access and staging (US$2022/kW)
|  | Assembly and installation (US$2022/kW) |  |  | 2016: 100%; 2019: 32.5%
|  |  | Roads |  | 2016: 45%; 2017: 25%; 2018: 11.25%
|  |  | Erection |  | 2016: 45%; 2017: 25%; 2018: 11.25%
|  |  | Commissioning |  | 2016: 10%; 2017: 100%; 2018: 10%
|  | Foundation (US$2022/kW) |  |  | 2019: 20%
|  |  | Excavation |  | 2016: 50%; 2017: 20%; 2018: 10%
|  |  | Primary structure |  | 2016: 25%; 2017: 20%; 2018: 5%
|  |  | Batch plant |  | 2016: 25%; 2017: 20%; 2018: 5%
Price Forecast Canada
Balance of System Costs (CA$M/turbine)
|  |  |  | Development (CA$M/turbine) |  |  |  |  | 0.069063 |  | 0.069063 | 0.070241 | 0.071442 | 0.072667 | 0.073916 | 0.075191 | 0.076491 | 0.077817 | 0.07917 | 0.080549 | 0.081957 | 0.083392 | 0.084856 | 0.08635
|  |  |  | Engineering and project management (CA$M/turbine) |  |  |  |  | 0.042405 |  | 0.042405 | 0.043147 | 0.043904 | 0.044676 | 0.045463 | 0.046267 | 0.047086 | 0.047922 | 0.048774 | 0.049644 | 0.05053 | 0.051435 | 0.052358 | 0.053299
|  |  |  | Foundation (CA$M/turbine) |  |  |  |  | 0.29138 |  | 0.29138 | 0.29255 | 0.29374 | 0.29495 | 0.29619 | 0.29745 | 0.29874 | 0.30005 | 0.30139 | 0.30275 | 0.30415 | 0.30557 | 0.30702 | 0.30849
|  |  |  | Site access and staging (CA$M/turbine) |  |  |  |  | 0.1534 |  | 0.1534 | 0.1534 | 0.1534 | 0.1534 | 0.1534 | 0.1534 | 0.1534 | 0.1534 | 0.1534 | 0.1534 | 0.1534 | 0.1534 | 0.1534 | 0.1534
|  |  |  | Assembly and installation (CA$M/turbine) |  |  |  |  | 0.16053 |  | 0.16053 | 0.16157 | 0.16264 | 0.16372 | 0.16483 | 0.16596 | 0.16711 | 0.16829 | 0.16949 | 0.17071 | 0.17196 | 0.17323 | 0.17453 | 0.17585
|  |  |  | Electrical infrastructure (CA$M/turbine) |  |  |  |  | 0.50237 |  | 0.50237 | 0.50237 | 0.50237 | 0.50237 | 0.50237 | 0.50237 | 0.50237 | 0.50237 | 0.50237 | 0.50237 | 0.50237 | 0.50237 | 0.50237 | 0.50237
Price Forecast Alberta
Balance of System Costs (CA$M/turbine)
|  |  |  | Development (CA$M/turbine) |  |  |  |  | 0.075294 |  | 0.075294 | 0.076578 | 0.077887 | 0.079223 | 0.080585 | 0.081975 | 0.083392 | 0.084838 | 0.086313 | 0.087817 | 0.089351 | 0.090916 | 0.092512 | 0.09414
|  |  |  | Engineering and project management (CA$M/turbine) |  |  |  |  | 0.044912 |  | 0.044912 | 0.045698 | 0.0465 | 0.047318 | 0.048152 | 0.049002 | 0.04987 | 0.050755 | 0.051658 | 0.052579 | 0.053518 | 0.054476 | 0.055454 | 0.05645
|  |  |  | Foundation (CA$M/turbine) |  |  |  |  | 0.28847 |  | 0.28847 | 0.28962 | 0.2908 | 0.292 | 0.29322 | 0.29447 | 0.29574 | 0.29704 | 0.29837 | 0.29972 | 0.3011 | 0.30251 | 0.30394 | 0.3054
|  |  |  | Site access and staging (CA$M/turbine) |  |  |  |  | 0.1534 |  | 0.1534 | 0.1534 | 0.1534 | 0.1534 | 0.1534 | 0.1534 | 0.1534 | 0.1534 | 0.1534 | 0.1534 | 0.1534 | 0.1534 | 0.1534 | 0.1534
|  |  |  | Assembly and installation (CA$M/turbine) |  |  |  |  | 0.17013 |  | 0.17013 | 0.17124 | 0.17236 | 0.17351 | 0.17469 | 0.17589 | 0.17711 | 0.17835 | 0.17962 | 0.18092 | 0.18224 | 0.18359 | 0.18496 | 0.18636
|  |  |  | Electrical infrastructure (CA$M/turbine) |  |  |  |  | 0.50237 |  | 0.50237 | 0.50237 | 0.50237 | 0.50237 | 0.50237 | 0.50237 | 0.50237 | 0.50237 | 0.50237 | 0.50237 | 0.50237 | 0.50237 | 0.50237 | 0.50237
Price Forecast Ontario
Balance of System Costs (CA$M/turbine)
|  |  |  | Development (CA$M/turbine) |  |  |  |  | 0.069063 |  | 0.069063 | 0.070241 | 0.071442 | 0.072667 | 0.073916 | 0.075191 | 0.076491 | 0.077817 | 0.07917 | 0.080549 | 0.081957 | 0.083392 | 0.084856 | 0.08635
|  |  |  | Engineering and project management (CA$M/turbine) |  |  |  |  | 0.041151 |  | 0.041151 | 0.041871 | 0.042606 | 0.043355 | 0.044119 | 0.044899 | 0.045694 | 0.046505 | 0.047332 | 0.048176 | 0.049036 | 0.049914 | 0.05081 | 0.051723
|  |  |  | Foundation (CA$M/turbine) |  |  |  |  | 0.2943 |  | 0.2943 | 0.29548 | 0.29668 | 0.29791 | 0.29915 | 0.30043 | 0.30173 | 0.30305 | 0.30441 | 0.30579 | 0.30719 | 0.30863 | 0.31009 | 0.31158
|  |  |  | Site access and staging (CA$M/turbine) |  |  |  |  | 0.1534 |  | 0.1534 | 0.1534 | 0.1534 | 0.1534 | 0.1534 | 0.1534 | 0.1534 | 0.1534 | 0.1534 | 0.1534 | 0.1534 | 0.1534 | 0.1534 | 0.1534
|  |  |  | Assembly and installation (CA$M/turbine) |  |  |  |  | 0.15813 |  | 0.15813 | 0.15916 | 0.16021 | 0.16128 | 0.16237 | 0.16348 | 0.16461 | 0.16577 | 0.16695 | 0.16816 | 0.16939 | 0.17064 | 0.17192 | 0.17322
|  |  |  | Electrical infrastructure (CA$M/turbine) |  |  |  |  | 0.50237 |  | 0.50237 | 0.50237 | 0.50237 | 0.50237 | 0.50237 | 0.50237 | 0.50237 | 0.50237 | 0.50237 | 0.50237 | 0.50237 | 0.50237 | 0.50237 | 0.50237
Wind Technical Characteristics
Rotor Diameter Projection
2020 Cost of Wind Energy Review (nrel.gov)
2019 Cost of Wind Energy Review (nrel.gov)
2018 Cost of Wind Energy Review (nrel.gov)
2017 Cost of Wind Energy Review (nrel.gov)
Expert elicitation survey predicts 37% to 49% declines in wind energy costs by 2050 ¦ Nature Energy
|  |  |  | Rotor Diameter (m) | 2017: 113; 2018: 115.6; 2019: 121.2; 2020: 124.9; 2035: 180
Wind Turbine Capacity
2020 Cost of Wind Energy Review (nrel.gov)
2019 Cost of Wind Energy Review (nrel.gov)
2018 Cost of Wind Energy Review (nrel.gov)
2017 Cost of Wind Energy Review (nrel.gov)
Expert elicitation survey predicts 37% to 49% declines in wind energy costs by 2050 ¦ Nature Energy
|  |  |  | Turbine Capacity (MW) | 2017: 2.32; 2018: 2.4; 2019: 2.6; 2020: 2.8
Tower Height
2020 Cost of Wind Energy Review (nrel.gov)
2019 Cost of Wind Energy Review (nrel.gov)
2018 Cost of Wind Energy Review (nrel.gov)
2017 Cost of Wind Energy Review (nrel.gov)
Expert elicitation survey predicts 37% to 49% declines in wind energy costs by 2050 ¦ Nature Energy
|  |  |  | Hub Height (m) | 2017: 86; 2018: 88.1; 2019: 90.1; 2020: 90.2
Price Forecast Canada
|  |  |  | Turbine Capacity Interpolation (MW) |  | 2.2871 | 2.4477 | 2.6105 | 2.7755 | 2.9427 | 3.1121 | 3.2837 | 3.4575 | 3.6335 | 3.8117 | 3.9921 | 4.1747 | 4.3595 | 4.5465 | 4.7357 | 4.9271 | 5.1207 | 5.3165 | 5.5145
|  |  |  | Rotor Diameter Interpolation (m) |  | 112.765 | 116.2596 | 120.4062 | 125.0872 | 130.185 | 135.582 | 141.1606 | 146.8032 | 152.3922 | 157.81 | 162.939 | 167.6616 | 171.8602 | 175.4172 | 178.215 | 180.136 | 181.0626 | 181.0626 | 181.0626
|  |  |  | Hub Height Interpolation (m) |  | 86.4327 | 87.7958 | 89.2833 | 90.8952 | 92.6315 | 94.4922 | 96.4773 | 98.5868 | 100.8207 | 103.179 | 105.6617 | 108.2688 | 111.0003 | 113.8562 | 116.8365 | 119.9412 | 123.1703 | 126.5238 | 130.0017
Wind O&M Costs
Cost Estimates and Sources
Benchmarking Wind Power Operating Costs in the United States
|  |  |  | Average Turbine O&M Costs ($2022/kW-year) | 2022: 24.0195
|  |  |  | Average BOP O&M Costs ($2022/kW-year) | 2022: 7.0039
|  |  |  | Average Other O&M Costs ($2022/kW-year) | 2022: 13.682
|  |  |  | Turbine O&M Costs (2022$M/turbine-year) | 2022: 0.074751
|  |  |  | Average BOP O&M Costs (2022$M/turbine-year) | 2022: 0.021797
|  |  |  | Average Other O&M Costs (2022$M/turbine-year) | 2022: 0.04258
Land-Based Wind ¦ Electricity ¦ 2022 ¦ ATB ¦ NREL
|  |  |  | Advanced | [6 empty] | 41.276 | 40.414 | 39.552 | 38.69 | 37.828 | 36.966 | 36.104 | 35.242 | 34.38 | 33.8643 | 33.3486 | 32.8329 | 32.3172 | 31.8015
|  |  |  | Moderate | [6 empty] | 42.19 | 41.785 | 41.38 | 40.975 | 40.57 | 40.165 | 39.76 | 39.355 | 38.95 | 38.6579 | 38.3658 | 38.0736 | 37.7815 | 37.4894
|  |  |  | Conservative | [6 empty] | 43 | 43 | 43 | 43 | 43 | 43 | 43 | 43 | 43 | 42.9025 | 42.805 | 42.7074 | 42.6099 | 42.5124
|  |  |  | Cost Decline | [6 empty] | 100% | 99.04% | 98.08% | 97.12% | 96.16% | 95.2% | 94.24% | 93.28% | 92.32% | 91.63% | 90.94% | 90.24% | 89.55% | 88.86%
Land Lease ($2022/turbine)
How much money does a land owner get from a wind turbine? – Vidque.com
Alberta
|  |  |  | Ontario | 2022: 15000
|  |  |  | Canada | 2022: 15000
12000
Property Tax ($2022/kW-year)
|  |  |  | Alberta | 2022: 8; 2023: Power Advisory LLC (aeso.ca)
|  |  |  | Ontario | 2016: Property Tax Calculator ¦ Middlesex Centre; 2022: 1.2; 2023: Wind is assessed at $40,000 per MW
|  |  |  | Canada | 2022: 7.3
|  |  |  | Administration Related Costs ($2022/kW-year) | 2022: 1.27
Price Forecast Canada
|  |  |  | Turbine O&M Costs (2022$M/turbine-year) | [6 empty] | 0.097176 | 0.096243 | 0.095311 | 0.094378 | 0.093445 | 0.092512 | 0.091579 | 0.090646 | 0.089714 | 0.089041 | 0.088368 | 0.087695 | 0.087022 | 0.086349
|  |  |  | Average BOP O&M Costs (2022$M/turbine-year) | [6 empty] | 0.028336 | 0.028064 | 0.027792 | 0.02752 | 0.027248 | 0.026976 | 0.026704 | 0.026432 | 0.02616 | 0.025964 | 0.025767 | 0.025571 | 0.025375 | 0.025179
|  |  |  | Average Other O&M Costs (2022$M/turbine-year) | [6 empty] | 0.055354 | 0.054822 | 0.054291 | 0.053759 | 0.053228 | 0.052697 | 0.052165 | 0.051634 | 0.051103 | 0.050719 | 0.050336 | 0.049953 | 0.04957 | 0.049186
Wind Transportation Costs
Cost Estimates and Sources
Wind_Turbine_Database_FGP.xlsx (live.com)
Alberta
|  |  |  | Wind Turbine Manufacturer | 2016: Project capacity; 2017: Location; 2018: %
|  |  |  | Enercon | 2016: 3148.7; 2018: 3.855%
|  |  |  | GE | 2016: 9498; 2018: 11.63%
|  |  |  | Siemens | 2016: 992; 2018: 1.215%
|  |  |  | Vestas | 2016: 68036.4; 2017: Colorado; 2018: 83.3%
Ontario
|  |  |  | Enercon | 2016: 17820.3; 2018: 5.007%
|  |  |  | Gamesa | 2016: 50; 2018: 0.01405%
|  |  |  | GE | 2016: 97737.9; 2018: 27.46%
|  |  |  | Samsung Renewable Energy | 2016: 40; 2018: 0.01124%
|  |  |  | Senvion | 2016: 765.6; 2018: 0.2151%
|  |  |  | Siemens | 2016: 173603.12; 2017: Location Finder I Siemens Gamesa; 2018: 48.78%
|  |  |  | Vestas | 2016: 65859.45; 2018: 18.51%
LBNL - R&D Pathways for Supersized Wind Turbine Blades
|  |  |  | Rotor Radius (m) | 2016: 67; 2017: 77; 2018: 97; 2019: 117
|  |  |  | Rotor Diameter (m) | 2016: 134; 2017: 154; 2018: 194; 2019: 234
|  |  |  | Mass of Monolithic Blade (ton) | 2016: 18.64; 2017: 25.314; 2018: 42.071; 2019: 63.546
|  |  |  | Mass of Segmented Blade (ton) | 2017: 28.219; 2018: 47.268; 2019: 72.695
[5 empty] | Eastern Montana | Central Michigan
|  |  |  | Distance | 2016: 740; 2017: 976
|  |  |  | Long-haul truck | 2016: 40085; 2017: 52330
|  |  |  | Average Cost $/mile | 2016: 54.1689; 2017: 53.6168
|  |  |  | Mass (ton) | 2016: 18.64; 2017: 18.64
|  |  |  | Average Cost $/mile-ton | 2016: 2.9061; 2017: 2.8764
|  |  |  | Average Cost $/mile-ton | 2016: 2.8912
|  |  |  | Alberta Distance (miles) | 2016: 1042; 2017: Windsor, Colorado, USA to Calgary, AB - Google Maps
|  |  |  | Ontario Distance (miles) | 2016: 744; 2017: Fort Madison, IA, USA to Toronto, Ontario - Google Maps
|  |  |  | Mass of Segmented Blades (tons) | [6 empty] | 59.5285 | 65.2101 | 71.2522 | 77.5327 | 83.9045 | 90.1963 | 96.2148 | 101.7482 | 106.5715 | 110.4529 | 113.1629 | 114.4832 | 114.4832 | 114.4832
Total Transportation Costs (Segmented Blades)
|  |  |  | Canada ($M/turbine) | [6 empty] | 0.1998 | 0.21887 | 0.23915 | 0.26023 | 0.28162 | 0.30274 | 0.32294 | 0.34151 | 0.3577 | 0.37073 | 0.37983 | 0.38426 | 0.38426 | 0.38426
|  |  |  | Alberta ($M/turbine) | [6 empty] | 0.23314 | 0.25539 | 0.27906 | 0.30366 | 0.32861 | 0.35325 | 0.37682 | 0.3985 | 0.41739 | 0.43259 | 0.4432 | 0.44837 | 0.44837 | 0.44837
|  |  |  | Ontario ($M/turbine) | [6 empty] | 0.16647 | 0.18235 | 0.19925 | 0.21681 | 0.23463 | 0.25223 | 0.26906 | 0.28453 | 0.29802 | 0.30887 | 0.31645 | 0.32014 | 0.32014 | 0.32014
|  |  |  | Canada Adder ($M/turbine) | [6 empty] | 0 | 0.01907 | 0.03935 | 0.06043 | 0.081817 | 0.10293 | 0.12314 | 0.14171 | 0.1579 | 0.17093 | 0.18002 | 0.18445 | 0.18445 | 0.18445
|  |  |  | Alberta Adder ($M/turbine) | [6 empty] | 0 | 0.022252 | 0.045916 | 0.070513 | 0.095468 | 0.12011 | 0.14368 | 0.16535 | 0.18424 | 0.19944 | 0.21006 | 0.21523 | 0.21523 | 0.21523
|  |  |  | Ontario Adder ($M/turbine) | [6 empty] | 0 | 0.015888 | 0.032784 | 0.050347 | 0.068165 | 0.08576 | 0.10259 | 0.11806 | 0.13155 | 0.14241 | 0.14998 | 0.15368 | 0.15368 | 0.15368
Wind Technical Characteristics
Wind Project Life
wind_useful_life_report.pdf (lbl.gov)
|  |  |  | Project Life Forecast | [6 empty] | 30 | 30.5882 | 31.1765 | 31.7647 | 32.3529 | 32.9412 | 33.5294 | 34.1176 | 34.7059 | 35.2941 | 35.8824 | 36.4706 | 37.0588 | 40
|  |  |  | Round Up Project Life | [6 empty] | 30 | 31 | 31 | 32 | 32 | 33 | 34 | 34 | 35 | 35 | 36 | 36 | 37 | 40
|  |  |  | Alberta Escalation | 2016: 100%
|  |  |  | Ontario Escalation | 2016: 111.2%
|  |  |  | Canada Escalation | 2016: 100%

## Inputs.Gas.Peaker
Gas Peaker Inputs
Renewable Cost Forecast
Go to Table of Contents
[5 empty] | 2020 | 2021 | 2022 | 2023 | 2024 | 2025 | 2026 | 2027 | 2028 | 2029 | 2030 | 2031 | 2032 | 2033 | 2034 | 2035
Recip Capital Cost ($/kW)
Cost Estimates/ Sources (USD)
NG Recip Cost Data for Draft 2021 Plan_web.xlsx ¦ Powered by Box
US$$2016/kW
|  |  |  | Seventh Plan (Recip) | 2020: 1360.6667
|  |  |  | 2019 PGE 6x18MW Wartsila 18V50SG Recip | 2020: 1222
|  |  |  | 2019 PGE 6x18MW Wartsila 18V50SG Recip - Low Est. | 2020: 893
|  |  |  | 2019 PGE 6x18MW Wartsila 18V50SG Recip - High Est. | 2020: 1552
|  |  |  | 2019 PAC 6x18MW Wartsila 18V50SG Recip | 2020: 1609
|  |  |  | 2019 PSE pre-IRP HDR 12x18MW Recip | 2020: 943
|  |  |  | 2019 PSE pre-IRP HDR 12x18MW Recip - Dual Fuel | 2020: 1081
|  |  |  | 2019 Idaho Power 111MW generic Recip | 2020: 952
|  |  |  | 2019 Idaho Power 55.5 MW generic Recip | 2020: 1055
|  |  |  | 2019 NorthWestern draft 2019 IRP 1x18MW Recip | 2020: 1771
|  |  |  | 2019 NorthWestern draft 2019 IRP 1x9MW Recip | 2020: 2246
|  |  |  | 2019 Avista draft 10x18MW Wartsila 18V50SG Recip | 2020: 990
|  |  |  | 2019 Avista draft 10x9MW Jenbacher 920 Recip | 2020: 1090
|  |  |  | Average | 2020: 1289.5897
|  |  |  | Seventh Plan (Recip) US$$2022/kW | 2022: 1465.0672
|  |  |  | CAD Prices | 2022: 1904.5874
|  |  |  | Simple Cycle Gas Turbine | 2022: 1735
|  |  |  | NREL | 2022: 1075.1459
|  |  |  | Average | 2022: 1571.5778
Fossil Energy Technologies ¦ Electricity ¦ 2022 ¦ ATB ¦ NREL
|  |  |  | Advanced |  |  | 785 | 778 | 760 | 746 | 738 | 728 | 722 | 716 | 712 | 707 | 703 | 699 | 696 | 692
|  |  |  | Moderate |  |  | 785 | 778 | 760 | 746 | 738 | 728 | 722 | 716 | 712 | 707 | 703 | 699 | 696 | 692
|  |  |  | Conservative |  |  | 785 | 778 | 760 | 746 | 738 | 728 | 722 | 716 | 712 | 707 | 703 | 699 | 696 | 692
|  |  |  | Cost Decline |  |  | 100% | 99.11% | 96.82% | 95.03% | 94.01% | 92.74% | 91.97% | 91.21% | 90.7% | 90.06% | 89.55% | 89.04% | 88.66% | 88.15%
Price Forecast Canada
|  |  |  | Canada Forecast (CA$2022) |  |  | 1571.5778 | 1557.5637 | 1521.5275 | 1493.4994 | 1477.4833 | 1457.4632 | 1445.4511 | 1433.4391 | 1425.431 | 1415.421 | 1407.413 | 1399.4049 | 1393.3989 | 1385.3909
Recip O&M Cost ($/kW)
|  |  |  | Fixed OM ($2018/kW-yr) | 2020: 10.29; 2021: 23.26; 2022: 23.62; 2023: 29.7; 2024: 54.62
|  |  |  | Variable OM ($2018/MWh) | 2020: 6.57; 2021: 4.68; 2022: 4.99; 2023: 6.57; 2024: 4.55
|  |  |  | Fixed OM ($2022/kW-yr) | 2020: 30.728
|  |  |  | Variable OM ($2022/MWh) | 2020: 5.9419
Price Forecast Canada
|  |  |  | Fixed O&M |  |  | 39.9464 | 39.9464 | 39.9464 | 39.9464 | 39.9464 | 39.9464 | 39.9464 | 39.9464 | 39.9464 | 39.9464 | 39.9464 | 39.9464 | 39.9464 | 39.9464
|  |  |  | Variable O&M |  |  | 7.7245 | 7.7245 | 7.7245 | 7.7245 | 7.7245 | 7.7245 | 7.7245 | 7.7245 | 7.7245 | 7.7245 | 7.7245 | 7.7245 | 7.7245 | 7.7245
Recip Technical Characteristics
|  |  |  | Design Life | 2020: 25
|  |  |  | Thermla Heat Rate (Btu/kWh) | 2020: 9720; 2021: 9720; 2022: 9720; 2023: 9720
|  |  |  | Average Heat Rate (Btu/kWh) | 2020: 9720
Fuel Cost Projections
https://www.ieso.ca/-/media/Files/IESO/Document-Library/planning-forecasts/apo/Dec2022/Fuel-Cost.ashx
|  |  |  | NG Fuel Costs ($/MMBtu) |  |  | 3.8576 | 3.7884 | 3.7558 | 3.7558 | 3.7558 | 3.7558 | 3.7558 | 3.7558 | 3.7558 | 3.7558 | 3.7558 | 3.7558 | 3.7558 | 3.7558
|  |  |  | NG Fuel Costs ($/MWh) |  |  | 37.4959 | 36.8236 | 36.5067 | 36.5067 | 36.5067 | 36.5067 | 36.5067 | 36.5067 | 36.5067 | 36.5067 | 36.5067 | 36.5067 | 36.5067 | 36.5067
Carbon Tax Projections
|  |  |  | Carbon Emission Lbs/MMBtu | 2020: 117
|  |  |  | Carbon Emission Lbs/MWh | 2020: 1137.24
|  |  |  | Carbon Emission ton/MWh | 2020: 0.51584
|  |  |  | Carbon Tax ($/Ton) |  |  | 152 | 156 | 159.5 | 162.5 | 165 | 167 | 168.5 | 169.5 | 170 | 170 | 170 | 170 | 170 | 170
|  |  |  | Year | 2020: Levelized Carbon Tax ($/Ton)
|  |  |  | 2022 | 2020: 152
|  |  |  | 2023 | 2020: 156
|  |  |  | 2024 | 2020: 159.5
|  |  |  | 2025 | 2020: 162.5
|  |  |  | 2026 | 2020: 165
|  |  |  | 2027 | 2020: 167
|  |  |  | 2028 | 2020: 168.5
|  |  |  | 2029 | 2020: 169.5
|  |  |  | 2030 | 2020: 170
|  |  |  | 2031 | 2020: 170
|  |  |  | 2032 | 2020: 170
|  |  |  | 2033 | 2020: 170
|  |  |  | 2034 | 2020: 170
|  |  |  | 2035 | 2020: 170
|  |  |  | 2036 | 2020: 170
|  |  |  | 2037 | 2020: 170
|  |  |  | 2038 | 2020: 170
|  |  |  | 2039 | 2020: 170
|  |  |  | 2040 | 2020: 170
|  |  |  | 2041 | 2020: 170
|  |  |  | 2042 | 2020: 170
|  |  |  | 2043 | 2020: 170
|  |  |  | 2044 | 2020: 170
|  |  |  | 2045 | 2020: 170
|  |  |  | 2046 | 2020: 170
|  |  |  | 2047 | 2020: 170
|  |  |  | 2048 | 2020: 170
|  |  |  | 2049 | 2020: 170
|  |  |  | 2050 | 2020: 170
|  |  |  | 2051 | 2020: 170
|  |  |  | 2052 | 2020: 170
|  |  |  | 2053 | 2020: 170
|  |  |  | 2054 | 2020: 170
|  |  |  | 2055 | 2020: 170
|  |  |  | 2056 | 2020: 170
|  |  |  | 2057 | 2020: 170
|  |  |  | 2058 | 2020: 170
|  |  |  | 2059 | 2020: 170
|  |  |  | 2060 | 2020: 170
|  |  |  | 2061 | 2020: 170
|  |  |  | 2062 | 2020: 170
|  |  |  | 2063 | 2020: 170
|  |  |  | 2064 | 2020: 170
|  |  |  | 2065 | 2020: 170

## Inputs.CCGT
Gas Peaker Inputs
Renewable Cost Forecast
Go to Table of Contents
[5 empty] | 2020 | 2021 | 2022 | 2023 | 2024 | 2025 | 2026 | 2027 | 2028 | 2029 | 2030 | 2031 | 2032 | 2033 | 2034 | 2035
CCCT Capital Cost ($/kW)
Cost Estimates/ Sources (USD)
|  |  |  | NB Powe Large Combined Cycle | 2020: 2424
|  |  |  | NREL | 2020: 1209.368
|  |  |  | Average | 2020: 1816.684
Fossil Energy Technologies ¦ Electricity ¦ 2022 ¦ ATB ¦ NREL
|  |  |  | Advanced |  |  | 883 | 878 | 866 | 858 | 852 | 845 | 840 | 835 | 832 | 827 | 824 | 820 | 817 | 813
|  |  |  | Moderate |  |  | 883 | 878 | 866 | 858 | 852 | 845 | 840 | 835 | 832 | 827 | 824 | 820 | 817 | 813
|  |  |  | Conservative |  |  | 883 | 878 | 866 | 858 | 852 | 845 | 840 | 835 | 832 | 827 | 824 | 820 | 817 | 813
|  |  |  | Cost Decline |  |  | 100% | 99.43% | 98.07% | 97.17% | 96.49% | 95.7% | 95.13% | 94.56% | 94.22% | 93.66% | 93.32% | 92.87% | 92.53% | 92.07%
Price Forecast Canada
|  |  |  | Canada Forecast (CA$2022) |  |  | 1816.684 | 1806.397 | 1781.7082 | 1765.249 | 1752.9046 | 1738.5028 | 1728.2158 | 1717.9288 | 1711.7566 | 1701.4696 | 1695.2974 | 1687.0678 | 1680.8956 | 1672.666
CCCT O&M Cost ($/kW)
|  |  |  | Fixed OM ($2018/kW-yr) |  |  | 28 | 28 | 28 | 28 | 28 | 28 | 28 | 28 | 28 | 28 | 28 | 28 | 28 | 28
|  |  |  | Variable OM ($2018/MWh) |  |  | 2 | 2 | 2 | 2 | 2 | 2 | 2 | 2 | 2 | 2 | 2 | 2 | 2 | 2
|  |  |  | Fixed OM ($2022/kW-yr) | 2020: 30.4044
|  |  |  | Variable OM ($2022/MWh) | 2020: 2.1717
Price Forecast Canada
|  |  |  | Fixed O&M |  |  | 38.3492 | 38.3492 | 38.3492 | 38.3492 | 38.3492 | 38.3492 | 38.3492 | 38.3492 | 38.3492 | 38.3492 | 38.3492 | 38.3492 | 38.3492 | 38.3492
|  |  |  | Variable O&M |  |  | 2.7392 | 2.7392 | 2.7392 | 2.7392 | 2.7392 | 2.7392 | 2.7392 | 2.7392 | 2.7392 | 2.7392 | 2.7392 | 2.7392 | 2.7392 | 2.7392
CCCT Technical Characteristics
|  |  |  | Design Life | 2020: 25
|  |  |  | Thermla Heat Rate (Btu/kWh) | 2020: 6360; 2021: 6360; 2022: 6360; 2023: 6360
|  |  |  | Average Heat Rate (Btu/kWh) | 2020: 6360
Fuel Cost Projections
https://www.ieso.ca/-/media/Files/IESO/Document-Library/planning-forecasts/apo/Dec2022/Fuel-Cost.ashx
|  |  |  | NG Fuel Costs ($/MMBtu) |  |  | 3.8576 | 3.7884 | 3.7558 | 3.7558 | 3.7558 | 3.7558 | 3.7558 | 3.7558 | 3.7558 | 3.7558 | 3.7558 | 3.7558 | 3.7558 | 3.7558
|  |  |  | NG Fuel Costs ($/MWh) |  |  | 24.5344 | 24.0945 | 23.8871 | 23.8871 | 23.8871 | 23.8871 | 23.8871 | 23.8871 | 23.8871 | 23.8871 | 23.8871 | 23.8871 | 23.8871 | 23.8871
Carbon Tax Projections
|  |  |  | Carbon Emission Lbs/MMBtu | 2020: 117
|  |  |  | Carbon Emission Lbs/MWh | 2020: 744.12
|  |  |  | Carbon Emission ton/MWh | 2020: 0.33753
|  |  |  | Carbon Tax ($/Ton) |  |  | 152 | 156 | 159.5 | 162.5 | 165 | 167 | 168.5 | 169.5 | 170 | 170 | 170 | 170 | 170 | 170
|  |  |  | Year | 2020: Levelized Carbon Tax ($/Ton)
|  |  |  | 2022 | 2020: 152
|  |  |  | 2023 | 2020: 156
|  |  |  | 2024 | 2020: 159.5
|  |  |  | 2025 | 2020: 162.5
|  |  |  | 2026 | 2020: 165
|  |  |  | 2027 | 2020: 167
|  |  |  | 2028 | 2020: 168.5
|  |  |  | 2029 | 2020: 169.5
|  |  |  | 2030 | 2020: 170
|  |  |  | 2031 | 2020: 170
|  |  |  | 2032 | 2020: 170
|  |  |  | 2033 | 2020: 170
|  |  |  | 2034 | 2020: 170
|  |  |  | 2035 | 2020: 170
|  |  |  | 2036 | 2020: 170
|  |  |  | 2037 | 2020: 170
|  |  |  | 2038 | 2020: 170
|  |  |  | 2039 | 2020: 170
|  |  |  | 2040 | 2020: 170
|  |  |  | 2041 | 2020: 170
|  |  |  | 2042 | 2020: 170
|  |  |  | 2043 | 2020: 170
|  |  |  | 2044 | 2020: 170
|  |  |  | 2045 | 2020: 170
|  |  |  | 2046 | 2020: 170
|  |  |  | 2047 | 2020: 170
|  |  |  | 2048 | 2020: 170
|  |  |  | 2049 | 2020: 170
|  |  |  | 2050 | 2020: 170
|  |  |  | 2051 | 2020: 170
|  |  |  | 2052 | 2020: 170
|  |  |  | 2053 | 2020: 170
|  |  |  | 2054 | 2020: 170
|  |  |  | 2055 | 2020: 170
|  |  |  | 2056 | 2020: 170
|  |  |  | 2057 | 2020: 170
|  |  |  | 2058 | 2020: 170
|  |  |  | 2059 | 2020: 170
|  |  |  | 2060 | 2020: 170
|  |  |  | 2061 | 2020: 170
|  |  |  | 2062 | 2020: 170
|  |  |  | 2063 | 2020: 170
|  |  |  | 2064 | 2020: 170
|  |  |  | 2065 | 2020: 170

## Lookup_SC
Section 3
Lookup
Renewable Cost Forecast
Go to Table of Contents
Notes:

## Jurisdiction_Inputs
Jurisdictional Inputs
Renewable Cost Forecast
Go to Table of Contents
Consumter Price Index
|  | Year | US | Canada
|  | 2015 | 237.017 | 126.6
|  | 2016 | 240.011 | 128.4
|  | 2017 | 245.12 | 130.4
|  | 2018 | 251.107 | 133.4
|  | 2019 | 255.657 | 136
|  | 2020 | 258.811 | 137
|  | 2021 | 270.97 | 141.6
|  | 2022 | 272.6699 | 143.0286
|  | USD to CAD | 1.3
Locational Inputs
|  |  | Canada | Alberta | Ontario
|  | Sales Tax | 5% | 5% | 13%
|  | Solar Capacity Factor | 15% | 22% | 20%
|  | Wind Capacity Factor | 35% | 35% | 40%
|  | Land Lease Costs | 0.5% | 0.5% | 0.5%
| ITC Inputs |  | 2022 | 2023 | 2024 | 2025 | 2026 | 2027 | 2028 | 2029 | 2030 | 2031 | 2032 | 2033 | 2034 | 2035
|  | Equipment | 30% | 30% | 30% | 30% | 30% | 30% | 30% | 30% | 30% | 30% | 30% | 30% | 30% | 30%
|  | Balance of System | 30% | 30% | 30% | 30% | 30% | 30% | 30% | 30% | 30% | 30% | 30% | 30% | 30% | 30%
Soft Costs | bar: 0.5% 2022 to 0.5% 2035